## APC
APC
Part Number | Model | Input Voltage | Output Voltage | Product Line | Product Category | Product Family | NAM LIST PRICE USD | Contract Price
SRAILKIT | APC AV S Type Universal Rail Kit |  |  | BACK-UPS | Audio-Video Solutions | AV Power Conditioners & Battery Backups | 61 | 51.85
940-0020 | UPS Communications Cable Simple Signalling |  |  | ESX IT ACCESSORIES | Data Center Infrastructure Management (DCIM) Software | Interface Cables | 71 | 60.35
940-0024 | UPS-LINK CABLE KIT |  |  | ESX IT ACCESSORIES | Data Center Infrastructure Management (DCIM) Software | Interface Cables | 48 | 40.8
AP940-0625A | RJ45 serial cable for Smart-UPS LCD Models 2M |  |  | ESX IT ACCESSORIES | Data Center Infrastructure Management (DCIM) Software | Interface Cables | 40 | 34
AP940-1525A | RJ45 serial cable for Smart-UPS LCD Models 15 |  |  | ESX IT ACCESSORIES | Data Center Infrastructure Management (DCIM) Software | Interface Cables | 60 | 51
AP9804 | UPS Communications Cable Smart Signalling 15' / 4.5m |  |  | ESX IT ACCESSORIES | Data Center Infrastructure Management (DCIM) Software | Interface Cables | 71 | 60.35
AP9815 | UPS INTERFACE EXTENSION |  |  | ESX IT ACCESSORIES | Data Center Infrastructure Management (DCIM) Software | Interface Cables | 48 | 40.8
AP9824LJ | LINUX POWERCHUTE CABLE KIT FOR JPAA |  |  | ESX IT ACCESSORIES | Data Center Infrastructure Management (DCIM) Software | Interface Cables | 40 | 34
AP9827 | Simple Signaling UPS Cable USB to RJ45 |  |  | ESX IT ACCESSORIES | Data Center Infrastructure Management (DCIM) Software | Interface Cables | 48 | 40.8
AP98275 | UPS Signaling Offer for IBM AS/400 and IBMi (IBM Power Systems) |  |  | ESX IT ACCESSORIES | Data Center Infrastructure Management (DCIM) Software | Interface Cables | 102 | 86.7
SWPCNS1Y-DIGI | PowerChute Network Shutdown License for Virtualization and HCI, 1-Year |  |  | SERVER SOFTWARE | Data Center Infrastructure Management (DCIM) Software | PowerChute Network Shutdown | 188 | 159.8
SWPCNS3Y-DIGI | PowerChute Network Shutdown License for Virtualization and HCI, 3-Year |  |  | SERVER SOFTWARE | Data Center Infrastructure Management (DCIM) Software | PowerChute Network Shutdown | 479 | 407.15
SWPCNS5Y-DIGI | PowerChute Network Shutdown License for Virtualization and HCI, 5-Year |  |  | SERVER SOFTWARE | Data Center Infrastructure Management (DCIM) Software | PowerChute Network Shutdown | 800 | 680
SWPCNS6Y-DIGI | PowerChute Network Shutdown License for Virtualization and HCI, 6-Year |  |  | SERVER SOFTWARE | Data Center Infrastructure Management (DCIM) Software | PowerChute Network Shutdown | 958 | 814.3
SBP6KRMT2U | APC Service Bypass Panel- 200/208/240V: 50A: MBB: L6-30P/HW input: (1) L6-30R (2) L6-20R output | 200 20 | 200 ,208 | SYMMETRA (1PHASE) | Uninterruptible Power Supply (UPS) | Maintenance Bypass Panels | 1750 | 1487.5
SBP10KRMI4U | APC Service Bypass Panel- 230V, 100A, MBB, Hardwire input, IEC-320 output- (8) C13 (2) C19 | 230 | 230 | SYMMETRA (1PHASE) | Uninterruptible Power Supply (UPS) | Maintenance Bypass Panels | 1960 | 1666
SBP10KRMT4U | APC Service Bypass Panel- 200/208/240V 100A MBB Hardwire input (3) L6-30R (3) L6-20R output | 200 20 | 200 ,208 | SYMMETRA (1PHASE) | Uninterruptible Power Supply (UPS) | Maintenance Bypass Panels | 2855 | 2426.75
SBP16KP | APC Service Bypass Panel- 200/208/240V, 100A, MBB, Hardwire input/output | 200 ,208 ,230 ,480 3 PH | 120 ,200 ,208 ,230 | SYMMETRA (1PHASE) | Uninterruptible Power Supply (UPS) | Maintenance Bypass Panels | 2310 | 1963.5
SBP16KRMP4U | APC Service Bypass Panel- 200/208/240V, 100A, MBB, Hardwire input (6) L14-30R output | 208 | 200 ,208 | SYMMETRA (1PHASE) | Uninterruptible Power Supply (UPS) | Maintenance Bypass Panels | 2625 | 2231.25
SBP16KRMP4U-HW | APC Service Bypass Panel 200/208/240V Symmetra LX 4-16kVA (1)L14-30R, (3)L5-20R, (1)100A Hardwire | 208 | 120 ,200 ,208 | SYMMETRA (1PHASE) | Uninterruptible Power Supply (UPS) | Maintenance Bypass Panels | 2325 | 1976.25
SBP20KP | APC Service Bypass Panel 200/208/230/240V MBB 125A HW Input/Output | 200 ,208 ,220 ,230 ,240 ,380 3 PH,400 3 PH,415 3 PH | 200 ,208 ,220 ,230 ,240 | SMART-UPS ON-LINE | Uninterruptible Power Supply (UPS) | Maintenance Bypass Panels | 2225 | 1891.25
SBP20KRMT4U | APC Service Bypass Panel 200/208/240V MBB 125A HW input (2) L6-30R (4) L6-20R output | 200 ,240 | 200 ,208 ,240 | SMART-UPS ON-LINE | Uninterruptible Power Supply (UPS) | Maintenance Bypass Panels | 2175 | 1848.75
SBP1500RM | APC SERVICE BYPASS PANEL 120V 15A BBM 5-15P input (8) 5-15R output | 120 | 120 | SMART-UPS OVER 1.5 KVA | Uninterruptible Power Supply (UPS) | Maintenance Bypass Panels | 405 | 344.25
SBP1500RMI | APC SERVICE BYPASS PANEL 230V 10A BBM IEC C14 input, (6) IEC C13 output | 230 | 230 | SMART-UPS OVER 1.5 KVA | Uninterruptible Power Supply (UPS) | Maintenance Bypass Panels | 522 | 443.7
SBP2200RM | APC SERVICE BYPASS PANEL 120V 20A BBM 5-20P input (6) 5-15R (2) 5-20R output | 120 | 120 | SMART-UPS OVER 1.5 KVA | Uninterruptible Power Supply (UPS) | Maintenance Bypass Panels | 481 | 408.85
SBP3000 | APC Service Bypass Panel- 100-240V, 30A, BBM, Wall Mount, Hardwire Input/Output | 100 ,230 | 100 ,120 ,230 | SYMMETRA (1PHASE) | Uninterruptible Power Supply (UPS) | Maintenance Bypass Panels | 979 | 832.15
SBP3000RM | APC SERVICE BYPASS PANEL 120V 30A BBM L5-30P input (4) 5-20R (1) L5-30R output | 120 | 120 | SMART-UPS OVER 1.5 KVA | Uninterruptible Power Supply (UPS) | Maintenance Bypass Panels | 547 | 464.95
SBP3000RM2U | APC Service Bypass Panel- 100-120V: 30A: BBM: L5-30P input: (2) 5-20R (6) 5-15R output | 100 10 | 100 ,120 | SYMMETRA (1PHASE) | Uninterruptible Power Supply (UPS) | Maintenance Bypass Panels | 1115 | 947.75
SBP3000RMHW | APC SERVICE BYPASS PANEL 230V 16A BBM Hardwire | 230 | 230 | SMART-UPS OVER 1.5 KVA | Uninterruptible Power Supply (UPS) | Maintenance Bypass Panels | 644 | 547.4
SBP3000RMI | APC SERVICE BYPASS PANEL 230V 16A BBM IEC C20 input, (6) IEC C13 (1) C19 output | 230 | 230 | SMART-UPS OVER 1.5 KVA | Uninterruptible Power Supply (UPS) | Maintenance Bypass Panels | 630 | 535.5
SBP5000RMI2U | APC Service Bypass Panel - 230V, 32A, BBM, IEC320 C20/HW Input, IEC-320 Output - (2) C19 (8) C13 | 230 | 230 | SYMMETRA (1PHASE) | Uninterruptible Power Supply (UPS) | Maintenance Bypass Panels | 1200 | 1020
SBP5000RMT2U | APC Service Bypass Panel - 200/208/240V, 30A, BBM, L6-30P input (2) L6-30R (2) L6-20R output | 200 20 | 200 ,208 | SYMMETRA (1PHASE) | Uninterruptible Power Supply (UPS) | Maintenance Bypass Panels | 1390 | 1181.5
ACAC10005 | InRow Bridge Partition, Data Cable 300 MM |  |  | INROW COOLING | Cooling | Uniflair InRow Cooling Accessories | 516 | 438.6
ACAC10010 | InRow Bridge Partition, Data Cable 600 MM |  |  | INROW COOLING | Cooling | Uniflair InRow Cooling Accessories | 610 | 518.5
ACAC10011 | "3ft (0.9144m) Stainless Flex Pipe Kit 1" MPT to 1" FPT Union" |  |  | INROW COOLING | Cooling | Uniflair InRow Cooling Accessories | 1370 | 1164.5
ACAC10012 | "6ft (1.828m) Stainless Flex Pipe Kit 1" MPT to 1" FPT Union" |  |  | INROW COOLING | Cooling | Uniflair InRow Cooling Accessories | 2300 | 1955
ACAC10013 | "8ft (2.743m) Stainless Flex Pipe Kit 1" MPT to 1" FPT Union" |  |  | INROW COOLING | Cooling | Uniflair Chilled Water InRow Cooling | 2185 | 1857.25
ACAC10016 | "3ft (0.914m) Stainless Flex Pipe Kit 1.25" MPT to 1.5" NPSM, OFS, Female" |  |  | INROW COOLING | Cooling | Uniflair InRow Cooling Accessories | 1355 | 1151.75
ACAC10017 | "6ft (1.828m) Stainless Flex Pipe Kit 1.25" MPT to 1.5" NPSM, OFS, Female" |  |  | INROW COOLING | Cooling | Uniflair InRow Cooling Accessories | 1905 | 1619.25
ACAC10022 | "Isolation Valve Assemblies, 1/2" ODF" |  |  | INROW COOLING | Cooling | Uniflair InRow Cooling Accessories | 257 | 218.45
ACAC10029 | Flexible Refrigerant Bronze Hose 0.5 inches diameter x 9 ft long |  |  | INROW COOLING | Cooling | Uniflair Direct Expansion InRow Cooling | 3350 | 2847.5
ACAC10032 | Top Piping Kit - ACRC301S |  |  | INROW COOLING | Cooling | Uniflair InRow Cooling Accessories | 749 | 636.65
ACAC10033 | Top Piping Kit - ACRC301H |  |  | INROW COOLING | Cooling | Uniflair InRow Cooling Accessories | 774 | 657.9
ACAC10035 | Compressor Acoustic Hood - RD25kW |  |  | INROW COOLING | Cooling | Uniflair Direct Expansion InRow Cooling | 612 | 520.2
ACAC10036 | Humidity Sensor - RD25kW |  |  | INROW COOLING | Cooling | Uniflair Direct Expansion InRow Cooling | 266 | 226.1
ACAC10037 | Ball Valve & Union - RD25kW |  |  | INROW COOLING | Cooling | Uniflair Direct Expansion InRow Cooling | 557 | 473.45
ACAC10038 | Duplicate PSU (indoor) - RD25kW |  |  | INROW COOLING | Cooling | Uniflair Direct Expansion InRow Cooling | 1400 | 1190
ACAC10049 | Winter Accessory Kit - Heaters, Brackets, Wiring |  |  | INROW COOLING | Cooling | Uniflair Direct Expansion InRow Cooling | 1195 | 1015.75
ACAC10051 | Dual feed kit for Hydronic unit 200-240v |  |  | INROW COOLING | Cooling | Uniflair Direct Expansion InRow Cooling | 1885 | 1602.25
ACAC10052 | Dual feed kit for Hydronic unit 380-415v |  |  | INROW COOLING | Cooling | Uniflair Direct Expansion InRow Cooling | Call for Quote | Call for Quote
ACAC10053 | Heaters for EBOX and VFD box in low ambient |  |  | INROW COOLING | Cooling | Uniflair Direct Expansion InRow Cooling | 1375 | 1168.75
ACAC10057 | Winter Accessory Kit |  |  | INROW COOLING | Cooling | Uniflair Direct Expansion InRow Cooling | 1450 | 1232.5
ACAC10058 | InRow ATS for 48VDC |  |  | INROW COOLING | Cooling | Uniflair Direct Expansion InRow Cooling | 2165 | 1840.25
ACAC10059 | InRow ATS for 100-120v /200-240v |  |  | INROW COOLING | Cooling | Uniflair Direct Expansion InRow Cooling | 1100 | 935
ACAC10060 | Condensing unit ATS, CE/UL |  |  | INROW COOLING | Cooling | Uniflair Direct Expansion InRow Cooling | 1200 | 1020
ACAC10061 | Pump - DP Control, 208-230V, 50/60Hz |  |  | INROW COOLING | Cooling | Uniflair InRow Cooling Accessories | 6290 | 5346.5
ACAC10062 | InRow ball valve and union |  |  | INROW COOLING | Cooling | Uniflair Direct Expansion InRow Cooling | 371 | 315.35
ACAC10063 | Flooded Receiver, 2.2L with 75w heater |  |  | INROW COOLING | Cooling | Uniflair Direct Expansion InRow Cooling | 6060 | 5151
ACAC10502 | "Condensate Drain Tubing - PVC Flex 0.25" (1/4") ID, 0.385" (3/8") OD x 50ft L (2 cooling units)" |  |  | INROW COOLING | Cooling | Uniflair InRow Cooling Accessories | 76 | 64.6
ACAC10503 | "Condensate Drain Tubing - PVC Flex 0.1875" (3/16") ID, 0.3125" (5/16") OD x 50ft L (2 cooling units)" |  |  | INROW COOLING | Cooling | Uniflair InRow Cooling Accessories | 74 | 62.9
ACAC11008 | InRow OA End Aisle Containment Kit - 42U |  |  | RACKS AND ENCLOSURES | Cooling | Uniflair InRow Cooling Accessories | 809 | 687.65
ACAC11009 | InRow OA End Aisle Containment Kit - 48U |  |  | RACKS AND ENCLOSURES | Cooling | Uniflair InRow Cooling Accessories | 846 | 719.1
ACAC20002 | CDU Flexible Fluid Piping - 300 Feet (91.4 Meters) |  |  | INROW COOLING | Cooling | Uniflair InRow Cooling Accessories | 3695 | 3140.75
ACAC20003 | CDU Flexible Fluid Piping - 100 Feet (30.4 Meters) |  |  | INROW COOLING | Cooling | Uniflair InRow Cooling Accessories | 1415 | 1202.75
ACAC20005 | CDU Flexible Fluid Piping Insulation - 102 Feet (31.0 Meters) |  |  | INROW COOLING | Cooling | Uniflair InRow Cooling Accessories | 766 | 651.1
ACAC20006 | CDU Flexible Fluid Piping Couplings (4 per pack) |  |  | INROW COOLING | Cooling | Uniflair InRow Cooling Accessories | 483 | 410.55
ACAC75013 | Flooded Receiver, 20L, 219mm diameter, 640mm length, GB with heater |  |  | INROW COOLING | Cooling | Uniflair Direct Expansion InRow Cooling | 4075 | 3463.75
ACAC75014 | Flooded Receiver, 20L, 219mm diameter, 640mm length, ASME with heater |  |  | INROW COOLING | Cooling | Uniflair Direct Expansion InRow Cooling | 4920 | 4182
ACAC75015 | Flooded Receiver, 20L, 219mm diameter, 640mm length, PED with heater |  |  | INROW COOLING | Cooling | Uniflair Direct Expansion InRow Cooling | 5490 | 4666.5
ACAC75016 | Flooded Receiver, 20L, 219mm diameter, 640mm length, ASME with 200w heater |  |  | INROW COOLING | Cooling | Uniflair Direct Expansion InRow Cooling | 8940 | 7599
ACCD75228 | Condenser, 38kW, 95F(35C),208-230V/3, 60Hz | 200 3 PH,208 3 PH,220 3 PH,240 3 PH |  | INROW COOLING | Cooling | Uniflair Direct Expansion InRow Cooling | 20045 | 17038.25
ACCD75229 | Condenser, 46kW, 115F(46C),208-230V/3, 60Hz | 200 3 PH,208 3 PH,220 3 PH,240 3 PH |  | INROW COOLING | Cooling | Uniflair Direct Expansion InRow Cooling | 24835 | 21109.75
ACCD75230 | Condenser, 38kW, 95F(35C,460V/3, 60Hz | 460 3 PH,480 3 PH |  | INROW COOLING | Cooling | Uniflair Direct Expansion InRow Cooling | 18560 | 15776
ACCD75231 | Condenser, 46kW, 115F(46C),460V/3, 60Hz | 460 3 PH,480 3 PH |  | INROW COOLING | Cooling | Uniflair Direct Expansion InRow Cooling | 21600 | 18360
ACCD75232 | Condenser, 46kw, 95F/115F(35C/46C),230V/1, 50Hz | 230 |  | INROW COOLING | Cooling | Uniflair Direct Expansion InRow Cooling | 10485 | 8912.25
ACCD75232-C | Condenser, 46kw, 95F/115F(35C/46C),230V/1, 50Hz, with CE | 230 |  | INROW COOLING | Cooling | Uniflair Direct Expansion InRow Cooling | 11470 | 9749.5
ACCD75233-C | Condenser, 46kw, 95F/115F(35C/46C),230V/1, 60Hz , with CE | 230 |  | INROW COOLING | Cooling | Uniflair Direct Expansion InRow Cooling | 10880 | 9248
ACCD75234 | Condenser 1x1 Build to Order, 38kW, 95F, 208-230V/3, 60Hz (qsce54076) | 200 3 PH,208 3 PH,220 3 PH,240 3 PH |  | INROW COOLING | Cooling | Uniflair Direct Expansion InRow Cooling | 17075 | 14513.75
ACCD75235 | Condenser 1x1 Build to Order, 38kW, 95F, 460V/3, 60Hz (qsce55319) | 200 3 PH,208 3 PH,220 3 PH,240 3 PH |  | INROW COOLING | Cooling | Uniflair Direct Expansion InRow Cooling | 18560 | 15776
ACCU100 | Condensing unit, 200-240v, CE/UL |  |  | INROW COOLING | Cooling | Uniflair Direct Expansion InRow Cooling | 16970 | 14424.5
ACCU300 | InRow DX 300mm Condensing Unit, 200-240v, Single Power, UL |  |  | INROW COOLING | Cooling | Uniflair Direct Expansion InRow Cooling | 29080 | 24718
ACCU300D | InRow DX 300mm Condensing Unit, 200-240v, Dual Power, UL |  |  | INROW COOLING | Cooling | Uniflair Direct Expansion InRow Cooling | 32200 | 27370
ACCU301 | InRow DX 300mm Condensing Unit, 460-480v, Single Power, UL |  |  | INROW COOLING | Cooling | Uniflair Direct Expansion InRow Cooling | 29080 | 24718
ACCU301D | InRow DX 300mm Condensing Unit, 460-480v, Dual Power, UL |  |  | INROW COOLING | Cooling | Uniflair Direct Expansion InRow Cooling | 32200 | 27370
ACFD12-B | Cooling Distribution Unit 12 Circuit, Bottom/Top Mains, Bottom Distribution Piping |  |  | INROW COOLING | Cooling | Uniflair Chilled Water InRow Cooling | 26720 | 22712
ACFD12-T | Cooling Distribution Unit 12 Circuit, Bottom/Top Mains, Top Distribution Piping |  |  | INROW COOLING | Cooling | Uniflair Chilled Water InRow Cooling | 26720 | 22712
ACHU300 | InRow 300mm Water-Cooled Condensing Unit, 200-240v, UL, ambient above 0C | 200...240 AC 3 PH |  | INROW COOLING | Cooling | Uniflair Direct Expansion InRow Cooling | 22580 | 19193
ACHU300-L | InRow 300mm Water-Cooled Condensing Unit, 200-240v, UL, ambient down to -40C | 200...240 AC 3 PH |  | INROW COOLING | Cooling | Uniflair Direct Expansion InRow Cooling | 24270 | 20629.5
ACHU302 | InRow 300mm Water-Cooled Condensing Unit, 380v to 415v, CE, ambient above 0C | 380...415 AC 3 PH |  | INROW COOLING | Cooling | Uniflair Direct Expansion InRow Cooling | Call for Quote | Call for Quote
ACHU302-L | InRow 300mm Water-Cooled Condensing Unit, 380v to 415v, CE, ambient down to -40C | 380...415 AC 3 PH |  | INROW COOLING | Cooling | Uniflair Direct Expansion InRow Cooling | Call for Quote | Call for Quote
ACRC301H | InRow RC, 300mm, Chilled Water, 208-230V, 50/60Hz - HT | 208 ,230 |  | INROW COOLING | Cooling | Uniflair Chilled Water InRow Cooling | 23955 | 20361.75
ACRC301HQ | InRow RC 300mm HT |  |  | INROW COOLING | Cooling | Uniflair Chilled Water InRow Cooling | Call for Quote | Call for Quote
ACRC301HXW | RC 300mm HT, CW, 208-230V 50/60Hz -White |  |  | INROW COOLING | Cooling | Uniflair Chilled Water InRow Cooling | 25970 | 22074.5
ACRC301S | InRow RC, 300mm, Chilled Water, 100-240V, 50/60 Hz - ST | 100...120 10 |  | INROW COOLING | Cooling | Uniflair Chilled Water InRow Cooling | 17130 | 14560.5
ACRC301SX797 | InRow RC, 300mm, Chilled Water, 100-240V, 50/60 Hz - ST w/ gravity drain | 100...120 10 |  | INROW COOLING | Cooling | Uniflair Chilled Water InRow Cooling | 15120 | 12852
ACRC301SXW | InRow RC, 300mm, Chilled Water, 100-240V, 50/60 Hz - ST - RAL 9003 | 100...120 10 |  | INROW COOLING | Cooling | Uniflair Chilled Water InRow Cooling | 17550 | 14917.5
ACRC600 | InRow RC, 600mm, Chilled Water, 200-240V, 50/60Hz | 200 3 PH,208 3 PH |  | INROW COOLING | Cooling | Uniflair Chilled Water InRow Cooling | 36180 | 30753
ACRC600P | InRow RC, 600mm, Chilled Water 200-240V 50/60Hz, w/ humidifier | 200 3 PH,208 3 PH,220 3 PH,240 3 PH |  | INROW COOLING | Cooling | Uniflair Chilled Water InRow Cooling | 39015 | 33162.75
ACRC601 | InRow RC, 600mm, Chilled Water, 460-480V, 60Hz | 480 3 PH |  | INROW COOLING | Cooling | Uniflair Chilled Water InRow Cooling | 36275 | 30833.75
ACRC601P | InRow RC, 600mm, Chilled Water 460-480V 60Hz, w/ humidifier | 460 3 PH,480 3 PH |  | INROW COOLING | Cooling | Uniflair Chilled Water InRow Cooling | 37065 | 31505.25
ACRC602 | InRow RC, 600mm, Chilled Water, 380-415V, 50/60Hz | 400 3 PH |  | INROW COOLING | Cooling | Uniflair Chilled Water InRow Cooling | 35020 | 29767
ACRC602P | InRow RC, 600mm, Chilled Water 380-415V 50/60 Hz, w/ humidifier | 380 3 PH,415 3 PH |  | INROW COOLING | Cooling | Uniflair Chilled Water InRow Cooling | 35985 | 30587.25
ACRD100 | InRow RD, 300mm, Air Cooled, 208-230V, 60Hz | 208 20 |  | INROW COOLING | Cooling | Uniflair Direct Expansion InRow Cooling | 20560 | 17476
ACRD101 | InRow RD, 300mm, Air Cooled, 220-240V, 50Hz | 220 22 |  | INROW COOLING | Cooling | Uniflair Direct Expansion InRow Cooling | 19460 | 16541
ACRD101D | InRow DX 300mm Indoor Unit, 48VDC, Standard, CE/UL |  |  | INROW COOLING | Cooling | Uniflair Direct Expansion InRow Cooling | 20240 | 17204
ACRD101P | InRow DX 300mm Indoor Unit, 200-240v, precision, CE/UL |  |  | INROW COOLING | Cooling | Uniflair Direct Expansion InRow Cooling | 26915 | 22877.75
ACRD101S | InRow DX 300mm Indoor Unit, 100-120v /200-240v, Standard, CE/UL |  |  | INROW COOLING | Cooling | Uniflair Direct Expansion InRow Cooling | 20865 | 17735.25
ACRD200 | InRow RD, 300mm, Fluid Cooled, 208-230V, 60Hz | 208 20 |  | INROW COOLING | Cooling | Uniflair Direct Expansion InRow Cooling | 22965 | 19520.25
ACRD201 | InRow RD, 300mm, Fluid Cooled, 220-240V, 50Hz | 220 22 |  | INROW COOLING | Cooling | Uniflair Direct Expansion InRow Cooling | 21820 | 18547
ACRD301P | InRow DX 300mm 30kW Indoor Unit, 200-240V, Humidifier & Reheat, CE/UL |  |  | INROW COOLING | Cooling | Uniflair Direct Expansion InRow Cooling | 22930 | 19490.5
ACRD301S | InRow DX 300mm 30kW Indoor Unit, 100-120v /200-240v, Standard, CE/UL |  |  | INROW COOLING | Cooling | Uniflair Direct Expansion InRow Cooling | 21230 | 18045.5
ACRD600 | InRow RD, 600mm Air Cooled, 200-240V, 50/60Hz | 200...240 3 PH |  | INROW COOLING | Cooling | Uniflair Direct Expansion InRow Cooling | 38045 | 32338.25
ACRD600P | InRow RD, 600mm Air Cooled, 200-240V, 50/60Hz, with humidifier | 200...240 3 PH |  | INROW COOLING | Cooling | Uniflair Direct Expansion InRow Cooling | 40490 | 34416.5
ACRD601 | InRow RD, 600mm Air Cooled, 460-480V, 60Hz | 460 3 PH,480 3 PH |  | INROW COOLING | Cooling | Uniflair Direct Expansion InRow Cooling | 38050 | 32342.5
ACRD601P | InRow RD, 600mm Air Cooled, 460-480V, 60Hz, with humidifier | 460 3 PH,480 3 PH |  | INROW COOLING | Cooling | Uniflair Direct Expansion InRow Cooling | 40490 | 34416.5
ACRD602 | InRow RD, 600mm Air Cooled, 380-415V, 50/60Hz | 380 3 PH,400 3 PH,415 3 PH |  | INROW COOLING | Cooling | Uniflair Direct Expansion InRow Cooling | 36565 | 31080.25
ACRD602P | InRow RD, 600mm Air Cooled, 380-415V, 50/60Hz, with humidifier | 380 3 PH,400 3 PH,415 3 PH |  | INROW COOLING | Cooling | Uniflair Direct Expansion InRow Cooling | 41495 | 35270.75
ACRH301P | InRow Twin Coil 300mm 27kW Indoor Unit, 200-240V, Humidifier & Reheat, CE/UL | 200...240 AC 1 PH |  | INROW COOLING | Cooling | Uniflair Direct Expansion InRow Cooling | 26120 | 22202
ACRH301S | InRow Twin Coil 300mm 27kW Indoor Unit, 200-240V, CE/UL | 100...240 AC 1 PH |  | INROW COOLING | Cooling | Uniflair Direct Expansion InRow Cooling | 25435 | 21619.75
ANC331 | Custom Third Party PL331 Solution |  |  | INROW COOLING | Cooling | Uniflair Direct Expansion InRow Cooling | Call for Quote | Call for Quote
AP9325 | Leak Sensor - 6.1 m (20 ft) w/ interface cable |  |  | INROW COOLING | Cooling | Uniflair InRow Cooling Accessories | 608 | 516.8
AP9326 | Leak Sensor - 6.1 m (20 ft) |  |  | INROW COOLING | Cooling | Uniflair InRow Cooling Accessories | 459 | 390.15
QPUMP | Pumps and associated parts |  |  | INROW COOLING | Cooling | Uniflair Direct Expansion InRow Cooling | Call for Quote | Call for Quote
RACSC101 | InRow SC System 1 InRow SC, 1 NetShelter SX Rack 600mm, and Rear Containment | 208 ,220 ,230 ,240 |  | INROW COOLING | Cooling | Uniflair Direct Expansion InRow Cooling | 20115 | 17097.75
RACSC112 | InRow SC System 1 InRow SC, 1 NetShelter SX Rack 600mm, with Front and Rear Containment | 200 ,208 ,220 ,230 ,240 |  | INROW COOLING | Cooling | Uniflair Direct Expansion InRow Cooling | 26190 | 22261.5
RACSC201 | InRow SC System 2 InRow SC units, 1 NetShelter SX Rack 600mm, and Rear Containment | 200 ,208 ,220 ,230 ,240 |  | INROW COOLING | Cooling | Uniflair Direct Expansion InRow Cooling | 34015 | 28912.75
WACOA500-SPL1 | ACOA500 SPARE PARTS KIT - LEVEL 1 |  |  | RISK KITS | Cooling | InRow Pumped Refrigerant | 7805 | 6634.25
WACOA501-SPL1 | ACOA501 SPARE PARTS KIT - LEVEL 1 |  |  | RISK KITS | Cooling | InRow Pumped Refrigerant | 9000 | 7650
WACRC301H-SPL1 | ACRC301H LEVEL 1 SPARE PARTS KIT |  |  | RISK KITS | Cooling | Uniflair Chilled Water InRow Cooling | 5775 | 4908.75
WACRC301H-SPL2 | ACRC301H LEVEL 2 SPARE PARTS KIT |  |  | RISK KITS | Cooling | Uniflair Chilled Water InRow Cooling | 11785 | 10017.25
WACRC301H-SPL3 | ACRC301H LEVEL 3 SPARE PARTS KIT |  |  | RISK KITS | Cooling | Uniflair Chilled Water InRow Cooling | 13585 | 11547.25
WACRC301S-SPL1 | ACRC301S LEVEL 1 SPARE PARTS KIT |  |  | RISK KITS | Cooling | Uniflair Chilled Water InRow Cooling | 6230 | 5295.5
WACRC301S-SPL2 | ACRC301S LEVEL 2 SPARE PARTS KIT |  |  | RISK KITS | Cooling | Uniflair Chilled Water InRow Cooling | 9475 | 8053.75
WACRC301S-SPL3 | ACRC301S LEVEL 3 SPARE PARTS KIT |  |  | RISK KITS | Cooling | Uniflair Chilled Water InRow Cooling | 11155 | 9481.75
WRC600UPG-SPL1 | CW 600MM CONTROLLER UPGRADE WITH FRONT DOOR - SPARE PARTS KIT |  |  | RISK KITS | Cooling | Uniflair Chilled Water InRow Cooling | 4885 | 4152.25
WRC600UPG-SPL2 | CW 600MM CONTROLLER UPGRADE WITH FRONT AND REAR DOORS - SPARE PARTS KIT |  |  | RISK KITS | Cooling | Uniflair Chilled Water InRow Cooling | 6480 | 5508
QWBESS-EXTWARR | Battery Energy Storage Solution Extended Warranty |  |  | VENDOR MGMT SERVICES | Networking and Cable Solutions | Parallel | Call for Quote | Call for Quote
QWBESSCOMM | Battery Energy Storage Solution System Start-up Commissioning |  |  | VENDOR MGMT SERVICES | Networking and Cable Solutions | Parallel | Call for Quote | Call for Quote
ACAC22005 | Active Flow Controller -125Pa |  |  | AIR DISTRIBUTION | Cooling | NetShelter Data Center Containment | 404 | 343.4
ACF202BLK | APC SIDE AIR DISTRIBUTION UNIT 2U RM 230/208 50/60HZ | 200 ,230 |  | SMALL SYSTEM COOLING | Cooling | Rack Air Distribution | 1120 | 952
ANC336 | Custom Third Party PL336 Solution |  |  | UNIFLAIR ROOM COOLING | Cooling | NetShelter Data Center Containment | Call for Quote | Call for Quote
AR7725 | Side Airflow Duct Kit For Nexus 7009, 750mm Wide Enclosures |  |  | UNIFLAIR ROOM COOLING | Cooling | Rack Air Distribution | 643 | 546.55
AR7751 | VED for 600mm Wide Short Range / Vertical Exhaust Duct Kit for SX Enclosure |  |  | UNIFLAIR ROOM COOLING | Cooling | Rack Air Distribution | 1100 | 935
AR7752 | VED for 600mm Wide Tall Range / Vertical Exhaust Duct Kit for SX Enclosure |  |  | UNIFLAIR ROOM COOLING | Cooling | Rack Air Distribution | 1240 | 1054
AR7752W | VED for 600mm Wide Tall Range / Vertical Exhaust Duct Kit for SX Enclosure White |  |  | UNIFLAIR ROOM COOLING | Cooling | Rack Air Distribution | 1240 | 1054
AR7753 | VED for 750mm Wide Short Range / Vertical Exhaust Duct Kit for SX Enclosure |  |  | UNIFLAIR ROOM COOLING | Cooling | Rack Air Distribution | 1195 | 1015.75
AR7753W | VED for 750mm Wide Short Range / Vertical Exhaust Duct Kit for SX Enclosure White |  |  | RACKS AND ENCLOSURES | Cooling | Rack Air Distribution | 1375 | 1168.75
AR7754 | VED for 750mm Wide Tall Range / Vertical Exhaust Duct Kit for SX Enclosure |  |  | UNIFLAIR ROOM COOLING | Cooling | Rack Air Distribution | 1310 | 1113.5
AR7754W | VED for 750mm Wide Tall Range / Vertical Exhaust Duct Kit for SX Enclosure White |  |  | RACKS AND ENCLOSURES | Cooling | Rack Air Distribution | 1505 | 1279.25
AR7755 | Overhead Cable Extension 600mm Wide / Vertical Exhaust Duct Kit for SX Enclosure |  |  | UNIFLAIR ROOM COOLING | Cooling | Rack Air Distribution | 300 | 255
AR7756 | Overhead Cable Extension 750mm Wide / Vertical Exhaust Duct Kit for SX Enclosure |  |  | UNIFLAIR ROOM COOLING | Cooling | Rack Air Distribution | 328 | 278.8
AR8206ABLK | NETSHELTER WX FAN TRAY 120VAC BLACK | 120 |  | UNIFLAIR ROOM COOLING | Cooling | Rack Air Distribution | 315 | 267.75
AR8207BLK | NetShelter WX Fan Tray 230VAC Black | 208 20 |  | UNIFLAIR ROOM COOLING | Cooling | Rack Air Distribution | 254 | 215.9
AR8213 | NetShelter WX Fan Module | 115 |  | UNIFLAIR ROOM COOLING | Cooling | Rack Air Distribution | 155 | 131.75
QAIRDIST | Air distribution systems and associated parts |  |  | ACCESS FLOORING | Cooling | NetShelter Data Center Containment | Call for Quote | Call for Quote
QCONTAINMENT | Containment Systems and Assocated Parts |  |  | SMALL SYSTEM COOLING | Cooling | NetShelter Data Center Containment | Call for Quote | Call for Quote
0G-SY20KF | GENERIC ASSY SYM 20KVA 3PH 208V W/DIST |  |  | SYMMETRA 3PH UPS | Uninterruptible Power Supply (UPS) | Symmetra PX | 29240 | 24854
0M-G5TB300ADJ | MGE GALAXY 5000 ADJ BAT CABINET TYPE 300 |  |  | OPT MID RANGE 3PH UPS | Uninterruptible Power Supply (UPS) | Galaxy 5000 | 7590 | 6451.5
0M-G5TB490ADJ | MGE GALAXY 5000 ADJ BAT CABINET TYPE 490 |  |  | OPT MID RANGE 3PH UPS | Uninterruptible Power Supply (UPS) | Galaxy 5000 | 11955 | 10161.75
0M-G5TBSH01 | MGE GALAXY 5000 BAT SHELF UPS12-300MR 32 |  |  | OPT MID RANGE 3PH UPS | Uninterruptible Power Supply (UPS) | Galaxy 5000 | 5160 | 4386
0M-G5TH100K130GADJ | MGE GALAXY 5000 100-130KVA ADJ MB 480V |  |  | OPT MID RANGE 3PH UPS | Uninterruptible Power Supply (UPS) | Galaxy 5000 | 7675 | 6523.75
0M-G5THOPT010 | MGE GALAXY 5000 100-130KVA W/LD ISO 208V |  |  | OPT MID RANGE 3PH UPS | Uninterruptible Power Supply (UPS) | Galaxy 5000 | 11195 | 9515.75
0M-G5TU40K80G | MGE GALAXY 5000 40/80KVA 480V |  |  | OPT MID RANGE 3PH UPS | Uninterruptible Power Supply (UPS) | Galaxy 5000 | 31335 | 26634.75
0M-G5TU100K130G | MGE GALAXY 5000 100/130KVA 480V |  |  | OPT MID RANGE 3PH UPS | Uninterruptible Power Supply (UPS) | Galaxy 5000 | 44110 | 37493.5
0M-TMRAB001 | EXTERNAL SYNCHRO BOX |  |  | MED INDUSTRIAL 3PH UPS | Uninterruptible Power Supply (UPS) | MGE Galaxy PW | 4525 | 3846.25
0M-TMRAB002 | TEMPERATURE MONITOR |  |  | MED INDUSTRIAL 3PH UPS | Uninterruptible Power Supply (UPS) | MGE Galaxy PW | 98 | 83.3
AP9644 | Network Management Card LCES2 with Modbus, Ethernet, and Aux Sensors |  |  | NMC EMBEDDED SW | Uninterruptible Power Supply (UPS) | Galaxy VS Accessories | 1165 | 990.25
BATTXP12V1800GNB | XP12V1800 Exide 12V VRLA Battery |  |  | GALAXY 7000 3PH UPS | Uninterruptible Power Supply (UPS) | MGE Battery Systems | 316 | 268.6
E3MBBBQ | Adapted Battery Breaker Box,and Associated Parts Used with an Easy UPS 3M |  |  | EASY 3M 3PH UPS | Uninterruptible Power Supply (UPS) | Easy UPS 3M | Call for Quote | Call for Quote
E3MBBKQ | Adapted Battery Breaker Kit,and Associated Parts Used with an Easy UPS 3M |  |  | EASY 3M 3PH UPS | Uninterruptible Power Supply (UPS) | Easy UPS 3M | Call for Quote | Call for Quote
E3MOPT012 | Easy UPS 3M 15M Parallel Kit for 60-200 kVA |  |  | EASY 3M 3PH UPS | Uninterruptible Power Supply (UPS) | Easy UPS 3-Series Accessories | Call for Quote | Call for Quote
E3SBPAR10K40F | Easy UPS 3S Parallel Maintenance Bypass Panel for 3 UPSs, 10-40kVA 208V |  |  | EASY 3S 3PH UPS | Uninterruptible Power Supply (UPS) | Easy UPS 3-Series Accessories | 9955 | 8461.75
E3SBPSU10K20F | Easy UPS 3S Maintenance Bypass Panel, single unit, 10-20kVA 208V |  |  | EASY 3S 3PH UPS | Uninterruptible Power Supply (UPS) | Easy UPS 3-Series Accessories | 4970 | 4224.5
E3SBPSU30K40F | Easy UPS 3S Maintenance Bypass Panel, single unit, 30-40kVA 208V |  |  | EASY 3S 3PH UPS | Uninterruptible Power Supply (UPS) | Easy UPS 3-Series Accessories | 7470 | 6349.5
E3SFBTH2 | Easy UPS 3S High Capacity Battery String 208V |  |  | EASY 3S 3PH UPS | Uninterruptible Power Supply (UPS) | Easy UPS 3-Series Accessories | 1670 | 1419.5
E3SOPT001 | Network Card for Easy UPS 3S, 3M, 3L and Galaxy PW 2nd Gen UPS |  |  | EASY 3S 3PH UPS | Uninterruptible Power Supply (UPS) | Easy UPS 3-Series Accessories | 242 | 205.7
E3SOPT002 | Easy UPS 3S Parallel Kit |  |  | EASY 3S 3PH UPS | Uninterruptible Power Supply (UPS) | Easy UPS 3-Series Accessories | 585 | 497.25
E3SOPT010 | Easy UPS 3S Dry Contact Card |  |  | EASY 3S 3PH UPS | Uninterruptible Power Supply (UPS) | Easy UPS 3-Series Accessories | 274 | 232.9
E3SOPT014 | Easy UPS 3S Cold Start Kit 10-40 kVA 208V |  |  | EASY 3S 3PH UPS | Uninterruptible Power Supply (UPS) | Easy UPS 3-Series Accessories | 223 | 189.55
E3SOPT015 | Easy UPS 3S Kirk Key Kit |  |  | EASY 3S 3PH UPS | Uninterruptible Power Supply (UPS) | Easy UPS 3-Series Accessories | 1255 | 1066.75
E3SOPT016 | Easy UPS 3S 15M Parallel Kit |  |  | EASY 3S 3PH UPS | Uninterruptible Power Supply (UPS) | Easy UPS 3-Series Accessories | Call for Quote | Call for Quote
E3SUPS10KFBS | Easy UPS 3S 10 kVA 208V 3:3 UPS for internal batteries, Start-up 5x8 | 208 3 PH | 208 3 PH | EASY 3S 3PH UPS | Uninterruptible Power Supply (UPS) | Easy UPS 3S | 12220 | 10387
E3SUPS15KFBS | Easy UPS 3S 15 kVA 208V 3:3 UPS for internal batteries, Start-up 5x8 | 208 3 PH | 208 3 PH | EASY 3S 3PH UPS | Uninterruptible Power Supply (UPS) | Easy UPS 3S | 14035 | 11929.75
E3SUPS20KFBS | Easy UPS 3S 20 kVA 208V 3:3 UPS for internal batteries, Start-up 5x8 | 208 3 PH | 208 3 PH | EASY 3S 3PH UPS | Uninterruptible Power Supply (UPS) | Easy UPS 3S | 15345 | 13043.25
E3SUPS30KFBS | Easy UPS 3S 30 kVA 208V 3:3 UPS for internal batteries, Start-up 5x8 | 208 3 PH | 208 3 PH | EASY 3S 3PH UPS | Uninterruptible Power Supply (UPS) | Easy UPS 3S | 19340 | 16439
E3SUPS40KFBS | Easy UPS 3S 40 kVA 208V 3:3 UPS for internal batteries, Start-up 5x8 | 208 3 PH | 208 3 PH | EASY 3S 3PH UPS | Uninterruptible Power Supply (UPS) | Easy UPS 3S | 23005 | 19554.25
E3SXR7 | Easy UPS 3S Modular Battery Cabinet 208V |  |  | EASY 3S 3PH UPS | Uninterruptible Power Supply (UPS) | Easy UPS 3-Series Accessories | 6095 | 5180.75
E7TBATOPT | EXTERNAL BATTERIES OPT GALAXY EPS 7000 |  |  | FAMILY OTHER FOR SP3PH | Uninterruptible Power Supply (UPS) | EPS 7000 | Call for Quote | Call for Quote
E7TBATX | EXTERNAL BATTERIES OPT GALAXY EPS 7000 |  |  | FAMILY OTHER FOR SP3PH | Uninterruptible Power Supply (UPS) | EPS 7000 | Call for Quote | Call for Quote
E7TGOPT300-500 | INTEGRATED OPTIONS GALAXY EPS 7000 |  |  | FAMILY OTHER FOR SP3PH | Uninterruptible Power Supply (UPS) | EPS 7000 | Call for Quote | Call for Quote
E7TGOPTEXT | EXTERNAL OPTIONS GALAXY EPS 7000 |  |  | FAMILY OTHER FOR SP3PH | Uninterruptible Power Supply (UPS) | EPS 7000 | Call for Quote | Call for Quote
E7TMBCX | EXT MAIN BYPASS GALAXY EPS7000 300-500K |  |  | FAMILY OTHER FOR SP3PH | Uninterruptible Power Supply (UPS) | EPS 7000 | Call for Quote | Call for Quote
E7TUPSPM300-500 | POWER MODULE GALAXY EPS 7000 300-500 KVA |  |  | FAMILY OTHER FOR SP3PH | Uninterruptible Power Supply (UPS) | EPS 7000 | Call for Quote | Call for Quote
E8TGOPTEXT78 | EXTERNAL OPT GALAXY EPS8000 750-800KVA |  |  | FAMILY OTHER FOR SP3PH | Uninterruptible Power Supply (UPS) | EPS 8000 | Call for Quote | Call for Quote
E8TUPSPM625 | POWER MODULE MGE GALAXY EPS 8000 625 KVA |  |  | FAMILY OTHER FOR SP3PH | Uninterruptible Power Supply (UPS) | EPS 8000 | Call for Quote | Call for Quote
E8TUPSPM750-800 | POWER MODULE GALAXY EPS 8000 750-800 KVA |  |  | FAMILY OTHER FOR SP3PH | Uninterruptible Power Supply (UPS) | EPS 8000 | Call for Quote | Call for Quote
E8TUPSPM1000-1100 | POWER MODULE GALAXY EPS 8000 1000-1100 K |  |  | FAMILY OTHER FOR SP3PH | Uninterruptible Power Supply (UPS) | EPS 8000 | Call for Quote | Call for Quote
EPWUPSQ | Adapted Galaxy PW and associated parts |  |  | EASY 3S 3PH UPS | Uninterruptible Power Supply (UPS) | Galaxy PW 2nd Gen | Call for Quote | Call for Quote
G3KUPSPM10 | POWER MODULE GALAXY 3000 10KVA |  |  | FAMILY OTHER FOR SP3PH | Uninterruptible Power Supply (UPS) | MGE Galaxy 3000 | Call for Quote | Call for Quote
G4TAUXX | MGE GALAXY 4000 AUXILIARY OPTIONS |  |  | FAMILY OTHER FOR SP3PH | Uninterruptible Power Supply (UPS) | MGE Galaxy 4000 | Call for Quote | Call for Quote
G4TDOCX | DOCUMENT PACKAGE OPTIONS GALAXY 4000 |  |  | FAMILY OTHER FOR SP3PH | Uninterruptible Power Supply (UPS) | MGE Galaxy 4000 | Call for Quote | Call for Quote
G4TEOX | EXTERNAL OPTIONS GALAXY 4000 |  |  | FAMILY OTHER FOR SP3PH | Uninterruptible Power Supply (UPS) | MGE Galaxy 4000 | Call for Quote | Call for Quote
G4TGOPT | MGE GALAXY 4000 INTEGRATED UPS OPTIONS |  |  | FAMILY OTHER FOR SP3PH | Uninterruptible Power Supply (UPS) | MGE Galaxy 4000 | Call for Quote | Call for Quote
G4TMBCX | MGE GALAXY 4000 EXTERNAL BYPASS OPTIONS |  |  | FAMILY OTHER FOR SP3PH | Uninterruptible Power Supply (UPS) | MGE Galaxy 4000 | Call for Quote | Call for Quote
G4TUPSPM40 | MGE GALAXY 4000 40KVA UPS SELECTIONS |  |  | FAMILY OTHER FOR SP3PH | Uninterruptible Power Supply (UPS) | MGE Galaxy 4000 | Call for Quote | Call for Quote
G4TUPSPM65 | POWER MODULE GALAXY 4000 65KVA |  |  | FAMILY OTHER FOR SP3PH | Uninterruptible Power Supply (UPS) | MGE Galaxy 4000 | Call for Quote | Call for Quote
G4TUPSPM75 | POWER MODULE GALAXY 4000 75KVA |  |  | FAMILY OTHER FOR SP3PH | Uninterruptible Power Supply (UPS) | MGE Galaxy 4000 | Call for Quote | Call for Quote
G5TA40X | MGE GALAXY 5000 40 KVA AUX OPTIONS |  |  | OPT MID RANGE 3PH UPS | Uninterruptible Power Supply (UPS) | Galaxy 5000 | Call for Quote | Call for Quote
G5TA50X | MGE GALAXY 5000 520 KVA AUX OPTIONS |  |  | OPT MID RANGE 3PH UPS | Uninterruptible Power Supply (UPS) | Galaxy 5000 | Call for Quote | Call for Quote
G5TA60X | MGE GALAXY 5000 60 KVA AUX OPTIONS |  |  | OPT MID RANGE 3PH UPS | Uninterruptible Power Supply (UPS) | Galaxy 5000 | Call for Quote | Call for Quote
G5TA80X | MGE GALAXY 5000 80 KVA AUX OPTIONS |  |  | OPT MID RANGE 3PH UPS | Uninterruptible Power Supply (UPS) | Galaxy 5000 | Call for Quote | Call for Quote
G5TA100X | MGE GALAXY 5000 100 KVA AUX OPTIONS |  |  | OPT MID RANGE 3PH UPS | Uninterruptible Power Supply (UPS) | Galaxy 5000 | Call for Quote | Call for Quote
G5TABX | EMPTY BATTERY CUBICLE OPTIONS GALAXY 5000 |  |  | OPT MID RANGE 3PH UPS | Uninterruptible Power Supply (UPS) | Galaxy 5000 | Call for Quote | Call for Quote
G5TB80X | MGE GALAXY 5000 60KVA BAT CAB IP32 30 MN |  |  | OPT MID RANGE 3PH UPS | Uninterruptible Power Supply (UPS) | Galaxy 5000 | Call for Quote | Call for Quote
G5TBX | MGE GALAXY 5000 EXT BATTERIES OPTIONS |  |  | OPT MID RANGE 3PH UPS | Uninterruptible Power Supply (UPS) | Galaxy 5000 | Call for Quote | Call for Quote
G5TGOPT | MGE GALAXY 5000 INTEGRATED OPTIONS |  |  | OPT MID RANGE 3PH UPS | Uninterruptible Power Supply (UPS) | Galaxy 5000 | Call for Quote | Call for Quote
G5TH40K50G | MGE GALAXY 5000 40 KVA EXT BYP OPTIONS |  |  | OPT MID RANGE 3PH UPS | Uninterruptible Power Supply (UPS) | Galaxy 5000 | Call for Quote | Call for Quote
G5THX | MGE GALAXY 5000 BYPASS OPTIONS |  |  | OPT MID RANGE 3PH UPS | Uninterruptible Power Supply (UPS) | Galaxy 5000 | Call for Quote | Call for Quote
G5TOPT40 | MGE GALAXY 5000 40KVA INT OPT |  |  | OPT MID RANGE 3PH UPS | Uninterruptible Power Supply (UPS) | Galaxy 5000 | Call for Quote | Call for Quote
G5TOPT50 | MGE GALAXY 5000 50KVA INT OPT |  |  | OPT MID RANGE 3PH UPS | Uninterruptible Power Supply (UPS) | Galaxy 5000 | Call for Quote | Call for Quote
G5TOPT60 | MGE GALAXY 5000 60 KVA 480V INT OPT |  |  | OPT MID RANGE 3PH UPS | Uninterruptible Power Supply (UPS) | Galaxy 5000 | Call for Quote | Call for Quote
G5TOPT80 | MGE GALAXY 5000 80 KVA 480V INT OPT |  |  | OPT MID RANGE 3PH UPS | Uninterruptible Power Supply (UPS) | Galaxy 5000 | Call for Quote | Call for Quote
G5TOPT100 | MGE GALAXY 5000 100 KVA 480V INT OPT |  |  | OPT MID RANGE 3PH UPS | Uninterruptible Power Supply (UPS) | Galaxy 5000 | Call for Quote | Call for Quote
G5TUPSPM40K80G | MGE GALAXY 5000 40-80 KVA 480V |  |  | OPT MID RANGE 3PH UPS | Uninterruptible Power Supply (UPS) | Galaxy 5000 | Call for Quote | Call for Quote
G5TUPSPM60 | MGE GALAXY 5000 60 KVA UPS SELECTIONS |  |  | OPT MID RANGE 3PH UPS | Uninterruptible Power Supply (UPS) | Galaxy 5000 | Call for Quote | Call for Quote
G5TUPSPM80 | MGE GALAXY 5000 80 KVA UPS SELECTIONS |  |  | OPT MID RANGE 3PH UPS | Uninterruptible Power Supply (UPS) | Galaxy 5000 | Call for Quote | Call for Quote
G5TUPSPM100K130G | MGE GALAXY 5000 100-130 KVA 480V |  |  | OPT MID RANGE 3PH UPS | Uninterruptible Power Supply (UPS) | Galaxy 5000 | Call for Quote | Call for Quote
G7TSBSPM | POWER MODULE SBS GALAXY 7000 |  |  | FAMILY OTHER FOR SP3PH | Uninterruptible Power Supply (UPS) | Galaxy 7000 | Call for Quote | Call for Quote
GVBEC | Bottom Cable Entry Cabinet, 400 mm wide, for Galaxy VS/VL |  |  | GALAXY VL 3PH UPS | Uninterruptible Power Supply (UPS) | Galaxy VL | 2980 | 2533
GVEAC7 | Galaxy V Series Empty Auxiliary Cabinet |  |  | GALAXY VS 3PH UPS | Uninterruptible Power Supply (UPS) | Galaxy VS Accessories | 6025 | 5121.25
GVL200K500DS | Galaxy VL UPS 200 scalable to 500 kW, 400/480V, Start-up 5x8 | 380 3 PH,400 3 PH,415 3 PH,440 3 PH,480 3 PH | 380 3 PH ,400 3 PH ,415 3 PH ,440 3 PH ,480 3 PH | GALAXY VL 3PH UPS | Uninterruptible Power Supply (UPS) | Galaxy VL | 82845 | 70418.25
GVL300K500DS | Galaxy VL UPS 300 scalable to 500 kW, 400/480V, Start-up 5x8 | 380 3 PH,400 3 PH,415 3 PH,440 3 PH | 380 3 PH ,400 3 PH ,415 3 PH ,440 3 PH ,480 3 PH | GALAXY VL 3PH UPS | Uninterruptible Power Supply (UPS) | Galaxy VL | 106075 | 90163.75
GVL400K500DS | Galaxy VL UPS 400 scalable to 500 kW, 400/480V, Start-up 5x8 | 380 3 PH,400 3 PH,415 3 PH,440 3 PH,480 3 PH | 380 3 PH ,400 3 PH ,415 3 PH ,440 3 PH ,480 3 PH | GALAXY VL 3PH UPS | Uninterruptible Power Supply (UPS) | Galaxy VL | 123960 | 105366
GVL500KDS | Galaxy VL UPS 500 kW, 400/480V, Start-up 5x8 | 380 3 PH,400 3 PH,415 3 PH,440 3 PH,480 3 PH | 380 3 PH ,400 3 PH ,415 3 PH ,440 3 PH ,480 3 PH | GALAXY VL 3PH UPS | Uninterruptible Power Supply (UPS) | Galaxy VL | 141450 | 120232.5
GVLBBQ | Adapted Battery Breaker Box,and Associated Parts Used with a Galaxy V |  |  | GALAXY VL 3PH UPS | Uninterruptible Power Supply (UPS) | Galaxy VL | Call for Quote | Call for Quote
GVLCCQ | Adapted Cable Cabinet,and Associated Parts Used with a Galaxy VL |  |  | GALAXY VL 3PH UPS | Uninterruptible Power Supply (UPS) | Galaxy VL | Call for Quote | Call for Quote
GVLMBCA200K500G | Galaxy VL Maintenance Bypass Cabinet single unit 200-500 kW 480V, Backfeed |  |  | GALAXY VL 3PH UPS | Uninterruptible Power Supply (UPS) | Galaxy VL | 29550 | 25117.5
GVLOPT001 | Galaxy VL Performance Air Filter Kit for UPS |  |  | GALAXY VL 3PH UPS | Uninterruptible Power Supply (UPS) | Galaxy VL | 497 | 422.45
GVLOPT002 | Galaxy VL Seismic Kit for UPS, Maintenance Bypass and Bottom Cable Entry Cabinet |  |  | GALAXY VL 3PH UPS | Uninterruptible Power Supply (UPS) | Galaxy VL | 1160 | 986
GVLOPT003 | Galaxy VL Internal Backfeed kit for UL |  |  | GALAXY VL 3PH UPS | Uninterruptible Power Supply (UPS) | Galaxy VL | 11455 | 9736.75
GVLOPT005 | Galaxy VL Lithium-ion Battery Control Breaker Kit |  |  | GALAXY VL 3PH UPS | Uninterruptible Power Supply (UPS) | Galaxy VL | 858 | 729.3
GVLOPT006 | Parallel Communications Kit for Galaxy VL/VXL |  |  | GALAXY VL 3PH UPS | Uninterruptible Power Supply (UPS) | Galaxy VS Accessories | 637 | 541.45
GVLOPT007 | Remote Centralize Display Box for Galaxy VL |  |  | GALAXY VL 3PH UPS | Uninterruptible Power Supply (UPS) | Galaxy VL | 4430 | 3765.5
GVLOPT011 | Galaxy VL Door Switch Kit for Live Swap |  |  | GALAXY VL 3PH UPS | Uninterruptible Power Supply (UPS) | Galaxy VL | 104 | 88.4
GVLOPT012 | Bottom Entry Cabinet 65kAIC Kit for Galaxy VL |  |  | GALAXY VL 3PH UPS | Uninterruptible Power Supply (UPS) | Galaxy VL | 1605 | 1364.25
GVLQ | Adapted UPS, and Associated Parts Used with a Galaxy VL |  |  | GALAXY VL 3PH UPS | Uninterruptible Power Supply (UPS) | Galaxy VL | Call for Quote | Call for Quote
GVLSBPQ | Adapted Service Bypass,and Associated Parts Used with a Galaxy VL |  |  | GALAXY VL 3PH UPS | Uninterruptible Power Supply (UPS) | Galaxy VL | Call for Quote | Call for Quote
GVLSGQ | Adapted Switchgear and Associated parts used with a Galaxy VL |  |  | GALAXY VL 3PH UPS | Uninterruptible Power Supply (UPS) | Galaxy VL | Call for Quote | Call for Quote
GVLXFMRQ | Adapted Transformer Cabinet,and Associated Parts Used with a Galaxy VL |  |  | GALAXY VL 3PH UPS | Uninterruptible Power Supply (UPS) | Galaxy VL | Call for Quote | Call for Quote
GVMBBQ | Adapted Battery Cabinets (DC Disconnect) and associated parts used |  |  | OPT MID RANGE 3PH UPS | Uninterruptible Power Supply (UPS) | Galaxy VM | Call for Quote | Call for Quote
GVMCCQ | Adapted Connection Cabinets and associated parts used with a Galaxy |  |  | OPT MID RANGE 3PH UPS | Uninterruptible Power Supply (UPS) | Galaxy VM | Call for Quote | Call for Quote
GVMDFW-KIT | Galaxy VM Dust Filter Kit Wide Power Cabinet |  |  | OPT MID RANGE 3PH UPS | Uninterruptible Power Supply (UPS) | Galaxy VM | 390 | 331.5
GVML2MBCN-KIT | Galaxy VM Level 2 Seismic Kit for Narrow Modular Battery Cabinet |  |  | OPT MID RANGE 3PH UPS | Uninterruptible Power Supply (UPS) | Galaxy VM | 537 | 456.45
GVML2MBCW-KIT | Galaxy VM Level 2 Seismic Kit for Wide Modular Battery Cabinet |  |  | OPT MID RANGE 3PH UPS | Uninterruptible Power Supply (UPS) | Galaxy VM | 665 | 565.25
GVMMBTU | Galaxy VM UPS Modular Battery module |  |  | OPT MID RANGE 3PH UPS | Uninterruptible Power Supply (UPS) | Galaxy VM | 3070 | 2609.5
GVMMODBCN | Galaxy VM UPS Modular Battery Cabinet Narrow for 6 battery modules | 480 3 PH |  | OPT MID RANGE 3PH UPS | Uninterruptible Power Supply (UPS) | Galaxy VM | 6625 | 5631.25
GVMMODBCW | Galaxy VM UPS Modular Battery Cabinet wide for 12 battery modules | 480 3 PH |  | OPT MID RANGE 3PH UPS | Uninterruptible Power Supply (UPS) | Galaxy VM | 9645 | 8198.25
GVMPB160KG65S | Galaxy VM 160 kVA UPS Parallel 480-480 V, 65kAIC, Start up 5x8 | 480 3 PH | 480 3 PH | OPT MID RANGE 3PH UPS | Uninterruptible Power Supply (UPS) | Galaxy VM | 70545 | 59963.25
GVMPB160KHS | Galaxy VM 160 kVA UPS Parallel 400-400 V with Backfeed protection, Start up 5x8 | 400 3 PH | 400 3 PH | OPT MID RANGE 3PH UPS | Uninterruptible Power Supply (UPS) | Galaxy VM | 45770 | 38904.5
GVMPB180KG65S | Galaxy VM 180 kVA UPS Parallel 480-480 V, 65kAIC, Start up 5x8 | 480 3 PH | 480 3 PH | OPT MID RANGE 3PH UPS | Uninterruptible Power Supply (UPS) | Galaxy VM | 80485 | 68412.25
GVMPB225KG65S | Galaxy VM 225 kVA UPS Parallel 480-480 V, 65kAIC, Start up 5x8 | 480 3 PH | 480 3 PH | OPT MID RANGE 3PH UPS | Uninterruptible Power Supply (UPS) | Galaxy VM | 97605 | 82964.25
GVMQ | Adapted UPS, and associated parts used with a Galaxy VM |  |  | OPT MID RANGE 3PH UPS | Uninterruptible Power Supply (UPS) | Galaxy VM | Call for Quote | Call for Quote
GVMRB160KG65S | Galaxy VM 160 kVA Additional UPS for 1+1 480-480 V, 65kAIC, Start up 5x8 | 480 3 PH | 480 3 PH | OPT MID RANGE 3PH UPS | Uninterruptible Power Supply (UPS) | Galaxy VM | 69160 | 58786
GVMRB180KG65S | Galaxy VM 180 kVA Additional UPS for 1+1 480-480 V, 65kAIC, Start up 5x8 | 480 3 PH | 480 3 PH | OPT MID RANGE 3PH UPS | Uninterruptible Power Supply (UPS) | Galaxy VM | 80485 | 68412.25
GVMRB225KG65S | Galaxy VM 225 kVA Additional UPS for 1+1 480-480 V, 65kAIC, Start up 5x8 | 480 3 PH | 480 3 PH | OPT MID RANGE 3PH UPS | Uninterruptible Power Supply (UPS) | Galaxy VM | 93070 | 79109.5
GVMS160KGF65S | Galaxy VM 160 kVA UPS Single 480-208 V, 65kAIC, Start up 5x8 | 480 3 PH | 208 3 PH | OPT MID RANGE 3PH UPS | Uninterruptible Power Supply (UPS) | Galaxy VM | 124480 | 105808
GVMS180KGF65S | Galaxy VM 180 kVA UPS Single 480-208 V, 65kAIC, Start up 5x8 | 480 3 PH | 208 3 PH | OPT MID RANGE 3PH UPS | Uninterruptible Power Supply (UPS) | Galaxy VM | 125385 | 106577.25
GVMS225KGF65S | Galaxy VM 225 kVA UPS Single 480-208 V, 65kAIC, Start up 5x8 | 480 3 PH | 208 3 PH | OPT MID RANGE 3PH UPS | Uninterruptible Power Supply (UPS) | Galaxy VM | 140615 | 119522.75
GVMSB160KG65S | Galaxy VM 160 kVA UPS Single 480-480 V, 65kAIC, Start up 5x8 | 480 3 PH | 480 3 PH | OPT MID RANGE 3PH UPS | Uninterruptible Power Supply (UPS) | Galaxy VM | 74490 | 63316.5
GVMSB160KHS | Galaxy VM 160 kVA UPS Single 400-400 V with Backfeed protection, Start up 5x8 | 400 3 PH | 400 3 PH | OPT MID RANGE 3PH UPS | Uninterruptible Power Supply (UPS) | Galaxy VM | 46590 | 39601.5
GVMSB180KG65S | Galaxy VM 180 kVA UPS Single 480-480 V,65kAIC, Start up 5x8 | 480 3 PH | 480 3 PH | OPT MID RANGE 3PH UPS | Uninterruptible Power Supply (UPS) | Galaxy VM | 85990 | 73091.5
GVMSB200KHS | Galaxy VM 200 kVA UPS Single 400-400 V with Backfeed protection, Start up 5x8 | 400 3 PH | 400 3 PH | OPT MID RANGE 3PH UPS | Uninterruptible Power Supply (UPS) | Galaxy VM | 66110 | 56193.5
GVMSB225KG65S | Galaxy VM 225 kVA UPS Single 480-480 V, 65kAIC, Start up 5x8 | 480 3 PH | 480 3 PH | OPT MID RANGE 3PH UPS | Uninterruptible Power Supply (UPS) | Galaxy VM | 101220 | 86037
GVMSBC450KG | Galaxy VM System Bypass Cabinet 450K 480V | 480 3 PH | 480 3 PH | OPT MID RANGE 3PH UPS | Uninterruptible Power Supply (UPS) | Galaxy VM | 30655 | 26056.75
GVMSBC640KHEL | GALAXY VM System Bypass Cabinet 640KVA 380/400/415V EL | 400 3 PH | 400 3 PH | OPT MID RANGE 3PH UPS | Uninterruptible Power Supply (UPS) | Galaxy VM | 25245 | 21458.25
GVMSBC675KG | Galaxy VM System Bypass Cabinet 675K 480V | 480 3 PH | 480 3 PH | OPT MID RANGE 3PH UPS | Uninterruptible Power Supply (UPS) | Galaxy VM | 38660 | 32861
GVMSBCLB675KG | Galaxy VM System Bypass Cabinet 675K 480V with load bank breaker | 480 3 PH | 480 3 PH | OPT MID RANGE 3PH UPS | Uninterruptible Power Supply (UPS) | Galaxy VM | 42295 | 35950.75
GVMSBPQ | Adapted Bypass Cabinets and associated parts used with a Galaxy VM |  |  | OPT MID RANGE 3PH UPS | Uninterruptible Power Supply (UPS) | Galaxy VM | Call for Quote | Call for Quote
GVPM20KD | Galaxy V series Power Module 20kW 400V/480V, 10kW 208V |  |  | GALAXY VS 3PH UPS | Uninterruptible Power Supply (UPS) | Galaxy VS | 12200 | 10370
GVPM50KD | Galaxy V series Power Module 50kW 400V/480V, 25kW 208V |  |  | GALAXY VS 3PH UPS | Uninterruptible Power Supply (UPS) | Galaxy VS Accessories | 17460 | 14841
GVSBBB20K80H | Galaxy VS Battery Breaker Box 20-80kW 400V |  |  | GALAXY VS 3PH UPS | Uninterruptible Power Supply (UPS) | Galaxy VS Accessories | 2500 | 2125
GVSBBB100K200H | Galaxy VS Battery Breaker Box 100-200kW 400V |  |  | GALAXY VS 3PH UPS | Uninterruptible Power Supply (UPS) | Galaxy VS Accessories | 3755 | 3191.75
GVSBBK20K80H | Galaxy VS Battery Breaker Kit 20-80kW 400V |  |  | GALAXY VS 3PH UPS | Uninterruptible Power Supply (UPS) | Galaxy VS Accessories | 1640 | 1394
GVSBBK100K200H | Galaxy VS Battery Breaker Kit 100-200kW 400V |  |  | GALAXY VS 3PH UPS | Uninterruptible Power Supply (UPS) | Galaxy VS Accessories | 2625 | 2231.25
GVSBBQ | Adapted Battery Breaker Box,and Associated Parts Used with a Galaxy VS |  |  | GALAXY VS 3PH UPS | Uninterruptible Power Supply (UPS) | Galaxy VS | Call for Quote | Call for Quote
GVSBP100T | Galaxy VS Maintenance Bypass Cabinet, single unit, 10-50kW 208V, 20-100kW 480V, 77.6in tall | 480 3 PH | 480 3 PH | GALAXY VS 3PH UPS | Uninterruptible Power Supply (UPS) | Galaxy VS Accessories | 11600 | 9860
GVSBPAR10K30H | Galaxy VS Parallel Maintenance Bypass Panel for 2 UPSs, 10-30kW 400V Wallmount |  |  | GALAXY VS 3PH UPS | Uninterruptible Power Supply (UPS) | Galaxy VS Accessories | 5405 | 4594.25
GVSBPAR40K50H | Parallel Maintenance Bypass Panel for 2 UPSs, 40-50kW 400V wallmount, for Galaxy VS and Easy UPS 3S |  |  | GALAXY VS 3PH UPS | Uninterruptible Power Supply (UPS) | Galaxy VS Accessories | 6100 | 5185
GVSBPAR60K120H | Parallel Maintenance Bypass Panel for 2 UPSs, 60-120kW 400V wallmount for Galaxy VS & Easy UPS 3S/3M |  |  | GALAXY VS 3PH UPS | Uninterruptible Power Supply (UPS) | Galaxy VS Accessories | 9755 | 8291.75
GVSBPIT25B | Galaxy VS Maintenance Bypass Cabinet w input transformer 25kW 480V or 600V in, 208V out, 59in tall |  |  | GALAXY VS 3PH UPS | Uninterruptible Power Supply (UPS) | Galaxy VS Accessories | 15535 | 13204.75
GVSBPIT50 | Galaxy VS Maintenance Bypass Cabinet with Input Transformer 30-50kW 480V or 600V In, 208V Out |  |  | GALAXY VS 3PH UPS | Uninterruptible Power Supply (UPS) | Galaxy VS Accessories | 21430 | 18215.5
GVSBPIT75 | Galaxy VS Maintenance Bypass Cabinet with Input Transformer 75kW, 480V or 600V In, 208V Out |  |  | GALAXY VS 3PH UPS | Uninterruptible Power Supply (UPS) | Galaxy VS | 27665 | 23515.25
GVSBPOT50B | Galaxy VS Maintenance Bypass Cabinet with output transformer 50kW 480V in, 208V out, 59in tall |  |  | GALAXY VS 3PH UPS | Uninterruptible Power Supply (UPS) | Galaxy VS Accessories | 20430 | 17365.5
GVSBPOT100 | Galaxy VS Maintenance Bypass Cabinet with Output Transformer 60-100kW 480V In, 208V Out |  |  | GALAXY VS 3PH UPS | Uninterruptible Power Supply (UPS) | Galaxy VS Accessories | 23925 | 20336.25
GVSBPOT100T | Galaxy VS Maintenance Bypass Cabinet with output transformer 100kW 480V in, 208V out, 77.6in tall | 480 3 PH | 208 3 PH | GALAXY VS 3PH UPS | Uninterruptible Power Supply (UPS) | Galaxy VS Accessories | 31635 | 26889.75
GVSBPOT150 | Galaxy VS Maintenance Bypass Cabinet with Output Transformer 150kW 480V In, 208V Out |  |  | GALAXY VS 3PH UPS | Uninterruptible Power Supply (UPS) | Galaxy VS | 40000 | 34000
GVSBPSU10K20H | Maintenance Bypass Panel, single unit, 10-20kW 400V wallmount, for Galaxy VS and Easy UPS 3S |  |  | GALAXY VS 3PH UPS | Uninterruptible Power Supply (UPS) | Galaxy VS Accessories | 1370 | 1164.5
GVSBPSU20K60H | Maintenance Bypass Panel, single unit, 20-60kW 400V wallmount, for Galaxy VS and Easy UPS 3S |  |  | GALAXY VS 3PH UPS | Uninterruptible Power Supply (UPS) | Galaxy VS Accessories | 2070 | 1759.5
GVSBPSU60G-WP | Galaxy VS Maintenance Bypass Panel, single unit, 10-30kW 208V, 20-60kW 480V wallmount |  |  | GALAXY VS 3PH UPS | Uninterruptible Power Supply (UPS) | Galaxy VS Accessories | 2725 | 2316.25
GVSBPSU80G | Galaxy VS Maintenance Bypass Cabinet, UL, Single-Unit 10-40kW 208V, 20-80kW 480V, 20-80kW 400V |  |  | GALAXY VS 3PH UPS | Uninterruptible Power Supply (UPS) | Galaxy VS Accessories | 6955 | 5911.75
GVSBPSU80K120H | Maintenance Bypass Panel, single unit, 80-120kW 400V wallmount, for Galaxy VS and Easy UPS 3S/3M |  |  | GALAXY VS 3PH UPS | Uninterruptible Power Supply (UPS) | Galaxy VS Accessories | 3285 | 2792.25
GVSBPSU100G-WP | Galaxy VS Maintenance Bypass Panel, single unit, 25-50kW 208V, 50-100kW 480V wallmount |  |  | GALAXY VS 3PH UPS | Uninterruptible Power Supply (UPS) | Galaxy VS Accessories | 6420 | 5457
GVSBPSU150G | Galaxy VS Maintenance Bypass Cabinet, UL, Single-Unit 50-75kW 208V, 100-150kW 480V, 100-150kW 400V |  |  | GALAXY VS 3PH UPS | Uninterruptible Power Supply (UPS) | Galaxy VS Accessories | 9360 | 7956
GVSBPSU150KH | Maintenance Bypass Panel, single unit, 150kW 400V wallmount, for Galaxy VS and Easy UPS 3M | 400 3 PH |  | GALAXY VS 3PH UPS | Uninterruptible Power Supply (UPS) | Galaxy VS Accessories | 4190 | 3561.5
GVSBT4 | Galaxy VS 7Ah Smart Modular Battery String |  |  | GALAXY VS 3PH UPS | Uninterruptible Power Supply (UPS) | Galaxy VS Accessories | 4040 | 3434
GVSBTH4 | Galaxy VS 9Ah Smart Modular High Capacity Battery String |  |  | GALAXY VS 3PH UPS | Uninterruptible Power Supply (UPS) | Galaxy VS Accessories | 4845 | 4118.25
GVSBTH4LL | Galaxy VS 9Ah Smart Modular Long-Life High Capacity Battery String |  |  | GALAXY VS 3PH UPS | Uninterruptible Power Supply (UPS) | Galaxy VS Accessories | 6180 | 5253
GVSBTHU | Galaxy VS 9Ah Smart High Capacity Battery Module |  |  | GALAXY VS 3PH UPS | Uninterruptible Power Supply (UPS) | Galaxy VS Accessories | 2355 | 2001.75
GVSBTHULL | Galaxy VS 9Ah Smart Long-Life High Capacity Battery Module |  |  | GALAXY VS 3PH UPS | Uninterruptible Power Supply (UPS) | Galaxy VS Accessories | 2875 | 2443.75
GVSBTU | Galaxy VS 7Ah Smart Battery Module |  |  | GALAXY VX 3PH UPS | Uninterruptible Power Supply (UPS) | Galaxy VS Accessories | 1980 | 1683
GVSCBC10A2 | Classic Battery Cabinet, IEC, 1000mm wide, Config A2, Galaxy VS/VL and Easy UPS 3-Phase Modular |  |  | GALAXY VS 3PH UPS | Uninterruptible Power Supply (UPS) | Galaxy VS Accessories | 27175 | 23098.75
GVSCBT1 | Galaxy VS Classic Battery Cabinet, UL, Type 1 |  |  | GALAXY VS 3PH UPS | Uninterruptible Power Supply (UPS) | Galaxy VS Accessories | 25740 | 21879
GVSCBT1ST | Galaxy VS Classic Battery Cabinet, UL, Type 1, Seismic Tested |  |  | GALAXY VS 3PH UPS | Uninterruptible Power Supply (UPS) | Galaxy VS Accessories | 27195 | 23115.75
GVSCBT2 | Galaxy VS Classic Battery Cabinet, UL, Type 2 |  |  | GALAXY VS 3PH UPS | Uninterruptible Power Supply (UPS) | Galaxy VS Accessories | 30030 | 25525.5
GVSCBT2ST | Galaxy VS Classic Battery Cabinet, UL, Type 2, Seismic Tested |  |  | GALAXY VS 3PH UPS | Uninterruptible Power Supply (UPS) | Galaxy VS Accessories | 31480 | 26758
GVSCBT3 | Galaxy VS Classic Battery Cabinet, UL, Type 3 |  |  | GALAXY VS 3PH UPS | Uninterruptible Power Supply (UPS) | Galaxy VS Accessories | 34565 | 29380.25
GVSCBT3ST | Galaxy VS Classic Battery Cabinet, UL, Type 3, Seismic Tested |  |  | GALAXY VS 3PH UPS | Uninterruptible Power Supply (UPS) | Galaxy VS Accessories | 36310 | 30863.5
GVSCBT4 | Galaxy VS Classic Battery Cabinet, UL, Type 4 |  |  | GALAXY VS 3PH UPS | Uninterruptible Power Supply (UPS) | Galaxy VS Accessories | 39520 | 33592
GVSCBT4ST | Galaxy VS Classic Battery Cabinet, UL, Type 4, Seismic Tested |  |  | GALAXY VS 3PH UPS | Uninterruptible Power Supply (UPS) | Galaxy VS Accessories | 41265 | 35075.25
GVSCBT5 | Galaxy VS Classic Battery Cabinet, UL, Type 5 |  |  | GALAXY VS 3PH UPS | Uninterruptible Power Supply (UPS) | Galaxy VS Accessories | 43370 | 36864.5
GVSCBT5ST | Galaxy VS Classic Battery Cabinet, UL, Type 5, Seismic Tested |  |  | GALAXY VS 3PH UPS | Uninterruptible Power Supply (UPS) | Galaxy VS Accessories | 45115 | 38347.75
GVSCBT6ST | Galaxy VS Classic Battery Cabinet, UL, Type 6, Seismic Tested |  |  | GALAXY VS 3PH UPS | Uninterruptible Power Supply (UPS) | Galaxy VS | 51790 | 44021.5
GVSCBT7ST | Galaxy VS Classical Battery Cabinet, UL, Type 7, Seismic Tested |  |  | GALAXY VS 3PH UPS | Uninterruptible Power Supply (UPS) | Galaxy VS | 53765 | 45700.25
GVSCCQ | Adapted Cable Cabinet,and Associated Parts Used with a Galaxy VS |  |  | GALAXY VS 3PH UPS | Uninterruptible Power Supply (UPS) | Galaxy VS | Call for Quote | Call for Quote
GVSMODBC6 | Galaxy VS Modular Battery Cabinet for up to 6 smart modular battery strings |  |  | GALAXY VS 3PH UPS | Uninterruptible Power Supply (UPS) | Galaxy VS Accessories | 7810 | 6638.5
GVSMODBC9 | Galaxy VS Modular Battery Cabinet for up to 9 smart modular battery strings |  |  | GALAXY VS 3PH UPS | Uninterruptible Power Supply (UPS) | Galaxy VS Accessories | 10690 | 9086.5
GVSOPT001 | Galaxy VS Air Filter Kit for 521mm wide UPS |  |  | GALAXY VS 3PH UPS | Uninterruptible Power Supply (UPS) | Galaxy VS Accessories | 315 | 267.75
GVSOPT002 | Galaxy VS Seismic Kit for Modular Battery Cabinet or 521mm wide UPS |  |  | GALAXY VS 3PH UPS | Uninterruptible Power Supply (UPS) | Galaxy VS Accessories | 359 | 305.15
GVSOPT003 | Galaxy VS Seismic Kit for Maintenance Bypass Cabinet |  |  | GALAXY VS 3PH UPS | Uninterruptible Power Supply (UPS) | Galaxy VS Accessories | 270 | 229.5
GVSOPT004 | Galaxy VS Kirk Key Kit for Maintenance Bypass Cabinet |  |  | GALAXY VS 3PH UPS | Uninterruptible Power Supply (UPS) | Galaxy VS Accessories | 4020 | 3417
GVSOPT005 | Galaxy VS NEMA 2 holes kit |  |  | GALAXY VS 3PH UPS | Uninterruptible Power Supply (UPS) | Galaxy VS Accessories | 539 | 458.15
GVSOPT006 | Parallel Communications Kit for Galaxy VS, Easy UPS 3-Phase Modular, and Galaxy PX |  |  | GALAXY VS 3PH UPS | Uninterruptible Power Supply (UPS) | Galaxy VS Accessories | 700 | 595
GVSOPT007 | Galaxy VS Kirk Key Kit for Maintenance Bypass Cabinet |  |  | GALAXY VS 3PH UPS | Uninterruptible Power Supply (UPS) | Galaxy VS Accessories | 2425 | 2061.25
GVSOPT008 | Galaxy VS Seismic kit for Maintenance Bypass Cabinet with Transfomer |  |  | GALAXY VS 3PH UPS | Uninterruptible Power Supply (UPS) | Galaxy VS Accessories | 450 | 382.5
GVSOPT011 | Galaxy VS Cable Kit for 2nd Classic Battery Cabinet |  |  | GALAXY VS 3PH UPS | Uninterruptible Power Supply (UPS) | Galaxy VS Accessories | 1010 | 858.5
GVSOPT012 | Galaxy VS Cable Kit for 59in tall maintenance bypass cabinet with transformer, 25kVA in/50kVA out |  |  | GALAXY VS 3PH UPS | Uninterruptible Power Supply (UPS) | Galaxy VS Accessories | 824 | 700.4
GVSOPT013 | Galaxy VS Cable and conduit box Kit for 59in tall Bypass with transformer, 25kVA in/50kVA out |  |  | GALAXY VS 3PH UPS | Uninterruptible Power Supply (UPS) | Galaxy VS Accessories | 2200 | 1870
GVSOPT014 | Galaxy VS Air Filter Kit for 1970mm (77.6in) tall UPS |  |  | GALAXY VS 3PH UPS | Uninterruptible Power Supply (UPS) | Galaxy VS Accessories | 330 | 280.5
GVSOPT015 | Galaxy VS Air Filter Kit for 350mm (13.8in) wide UPS |  |  | GALAXY VS 3PH UPS | Uninterruptible Power Supply (UPS) | Galaxy VS Accessories | 283 | 240.55
GVSOPT016 | Galaxy VS Seismic Kit for 1970mm (77.6in) tall UPS or modular battery cabinet |  |  | GALAXY VS 3PH UPS | Uninterruptible Power Supply (UPS) | Galaxy VS Accessories | 1200 | 1020
GVSOPT017 | Galaxy VS Seismic Kit for 350mm (13.8in) wide UPS |  |  | GALAXY VS 3PH UPS | Uninterruptible Power Supply (UPS) | Galaxy VS Accessories | 324 | 275.4
GVSOPT018 | Galaxy VS Cable and Conduit Box for 20.5in wide UPS w batteries and maintenance bypass cabinet |  |  | GALAXY VS 3PH UPS | Uninterruptible Power Supply (UPS) | Galaxy VS Accessories | 2200 | 1870
GVSOPT020 | Galaxy VS NEMA 2 holes kit for 77.6in tall UPS |  |  | GALAXY VS 3PH UPS | Uninterruptible Power Supply (UPS) | Galaxy VS Accessories | 466 | 396.1
GVSOPT025 | Galaxy VS Seismic Kit for 1970mm (77.6in) tall auxiliary cabinet |  |  | GALAXY VS 3PH UPS | Uninterruptible Power Supply (UPS) | Galaxy VS Accessories | 450 | 382.5
GVSOPT026 | Galaxy VS IP22 Kit for 521mm wide UPS |  |  | GALAXY VS 3PH UPS | Uninterruptible Power Supply (UPS) | Galaxy VS Accessories | 1255 | 1066.75
GVSOPT027 | Galaxy VS Mounting Skid for 521mm wide UPS for marine or industrial applications |  |  | GALAXY VS 3PH UPS | Uninterruptible Power Supply (UPS) | Galaxy VS Accessories | 6275 | 5333.75
GVSOPT028 | Galaxy VS Cable Kit for 2nd and 3rd Classic Battery Cabinet |  |  | GALAXY VS 3PH UPS | Uninterruptible Power Supply (UPS) | Galaxy VS Accessories | 2870 | 2439.5
GVSOPT029 | Galaxy VS Seismic Kit for 150kW Transformer Cabinet |  |  | GALAXY VS 3PH UPS | Uninterruptible Power Supply (UPS) | Galaxy VS | 581 | 493.85
GVSOPT030 | Galaxy VS Cable Kit for UPS with external Modular Battery Cabinets, adjacent installation |  |  | GALAXY VS 3PH UPS | Uninterruptible Power Supply (UPS) | Galaxy VS | 2200 | 1870
GVSOPT031 | Galaxy VS 4th Breaker kit for 77.6in tall Maintenance Bypass Cabinet |  |  | GALAXY VS 3PH UPS | Uninterruptible Power Supply (UPS) | Galaxy VS Accessories | 3165 | 2690.25
GVSOPT032 | Galaxy VS Cable Kit for 77.6in tall Bypass |  |  | GALAXY VS 3PH UPS | Uninterruptible Power Supply (UPS) | Galaxy VS Accessories | 3625 | 3081.25
GVSOPT033 | Galaxy VS IP52 / NEMA12 Kit for 521mm (20.5in) wide UPS |  |  | GALAXY VS 3PH UPS | Uninterruptible Power Supply (UPS) | Galaxy VS Accessories | 1570 | 1334.5
GVSOPT034 | Galaxy VS IP52 / NEMA12 Kit for Modular battery cabinet 6 strings |  |  | GALAXY VS 3PH UPS | Uninterruptible Power Supply (UPS) | Galaxy VS Accessories | 1415 | 1202.75
GVSOPT036 | Galaxy VS Remote Alarm Panel |  |  | GALAXY VS 3PH UPS | Uninterruptible Power Supply (UPS) | Galaxy VS | 3535 | 3004.75
GVSOPT037 | Galaxy VS Output Switch Box |  |  | GALAXY VS 3PH UPS | Uninterruptible Power Supply (UPS) | Galaxy VS | 2040 | 1734
GVSOPT038 | Galaxy VS Live Swap upgrade kit |  |  | GALAXY VS 3PH UPS | Uninterruptible Power Supply (UPS) | Galaxy VS Accessories | 713 | 606.05
GVSOPT038S | Galaxy VS Live Swap Upgrade Kit for UPS with External Batteries, Start-up Service 5x8 |  |  | GALAXY VS 3PH UPS | Uninterruptible Power Supply (UPS) | Galaxy VS Accessories | 3295 | 2800.75
GVSOPT039 | Galaxy VS Live Swap Upgrade Kit for UPS with Modular Batteries |  |  | GALAXY VS 3PH UPS | Uninterruptible Power Supply (UPS) | Galaxy VS | 873 | 742.05
GVSOPT040 | Galaxy VS Interface Cable for X-ray equipment |  |  | GALAXY VS 3PH UPS | Uninterruptible Power Supply (UPS) | Galaxy VS | 224 | 190.4
GVSQ | Adapted UPS, and Associated Parts Used with a Galaxy VS |  |  | GALAXY VS 3PH UPS | Uninterruptible Power Supply (UPS) | Galaxy VS | Call for Quote | Call for Quote
GVSSBPQ | Adapted Service Bypass,and Associated Parts Used with a Galaxy VS |  |  | GALAXY VS 3PH UPS | Uninterruptible Power Supply (UPS) | Galaxy VS | Call for Quote | Call for Quote
GVSUPS10K0B4FS | Galaxy VS UPS 10kW 208V for up to 4 internal 9Ah smart modular battery strings, Start-up 5x8 | 208 3 PH | 208 3 PH | GALAXY VS 3PH UPS | Uninterruptible Power Supply (UPS) | Galaxy VS | 19010 | 16158.5
GVSUPS10KB2FS | Galaxy VS UPS 10kW 208V, 1 internal 7Ah smart modular battery string, expandable to 2, Start-up 5x8 | 208 3 PH | 208 3 PH | GALAXY VS 3PH UPS | Uninterruptible Power Supply (UPS) | Galaxy VS | 20290 | 17246.5
GVSUPS10KB2HS | Galaxy VS UPS 10kW 400V, 1 internal 7Ah smart modular battery string, expandable to 2, Start-up 5x8 | 400 3 PH | 400 3 PH | GALAXY VS 3PH UPS | Uninterruptible Power Supply (UPS) | Galaxy VS | 24140 | 20519
GVSUPS10KB4FS | Galaxy VS UPS 10kW 208V, 1 internal 9Ah smart modular battery string, expandable to 4, Start-up 5x8 | 208 3 PH | 208 3 PH | GALAXY VS 3PH UPS | Uninterruptible Power Supply (UPS) | Galaxy VS | 22980 | 19533
GVSUPS10KB4HS | Galaxy VS UPS 10kW 400V, 1 internal 9Ah smart modular battery string, expandable to 4, Start-up 5x8 | 400 3 PH | 400 3 PH | GALAXY VS 3PH UPS | Uninterruptible Power Supply (UPS) | Galaxy VS | 26570 | 22584.5
GVSUPS10KFS | Galaxy VS UPS 10kW 208V for External Batteries, Start-up 5x8 | 208 3 PH | 208 3 PH | GALAXY VS 3PH UPS | Uninterruptible Power Supply (UPS) | Galaxy VS | 18915 | 16077.75
GVSUPS10KFSUS | Galaxy VS UPS TAA Compliant 10kW 208V for External Batteries, Start-up 5x8 |  |  | GALAXY VS 3PH UPS | Uninterruptible Power Supply (UPS) | Galaxy VS | 20615 | 17522.75
GVSUPS10KR0B5FS | Galaxy VS UPS 10kW 208V with N+1 power module, for 5 smart modular 9Ah battery strings, Start-up 5x8 | 208 3 PH | 208 3 PH | GALAXY VS 3PH UPS | Uninterruptible Power Supply (UPS) | Galaxy VS | 28155 | 23931.75
GVSUPS10KRFS | Galaxy VS UPS 10kW 208V with N+1 power module for external batteries, Start-up 5x8 | 208 3 PH | 208 3 PH | GALAXY VS 3PH UPS | Uninterruptible Power Supply (UPS) | Galaxy VS | 32580 | 27693
GVSUPS15K0B4FS | Galaxy VS UPS 15kW 208V for up to 4 internal 9Ah smart modular battery strings, Start-up 5x8 | 208 3 PH | 208 3 PH | GALAXY VS 3PH UPS | Uninterruptible Power Supply (UPS) | Galaxy VS | 20275 | 17233.75
GVSUPS15KB2HS | Galaxy VS UPS 15kW 400V, 1 internal 7Ah smart modular battery string, expandable to 2, Start-up 5x8 | 400 3 PH | 400 3 PH | GALAXY VS 3PH UPS | Uninterruptible Power Supply (UPS) | Galaxy VS | 25410 | 21598.5
GVSUPS15KB4FS | Galaxy VS UPS 15kW 208V, 2 internal 9Ah smart modular battery strings, expandable to 4, Start-up 5x8 | 208 3 PH | 208 3 PH | GALAXY VS 3PH UPS | Uninterruptible Power Supply (UPS) | Galaxy VS | 28275 | 24033.75
GVSUPS15KB4HS | Galaxy VS UPS 15kW 400V, 1 internal 9Ah smart modular battery string, expandable to 4, Start-up 5x8 | 400 3 PH | 400 3 PH | GALAXY VS 3PH UPS | Uninterruptible Power Supply (UPS) | Galaxy VS | 27965 | 23770.25
GVSUPS15KFS | Galaxy VS UPS 15kW 208V for External Batteries, Start-up 5x8 | 208 3 PH | 208 3 PH | GALAXY VS 3PH UPS | Uninterruptible Power Supply (UPS) | Galaxy VS | 21275 | 18083.75
GVSUPS15KFSUS | Galaxy VS UPS TAA Compliant 15kW 208V for External Batteries, Start-up 5x8 |  |  | GALAXY VS 3PH UPS | Uninterruptible Power Supply (UPS) | Galaxy VS | 23190 | 19711.5
GVSUPS15KR0B5FS | Galaxy VS UPS 15kW 208V with N+1 power module, for 5 smart modular 9Ah battery strings, Start-up 5x8 | 208 3 PH | 208 3 PH | GALAXY VS 3PH UPS | Uninterruptible Power Supply (UPS) | Galaxy VS | 30640 | 26044
GVSUPS15KRFS | Galaxy VS UPS 15kW 208V with N+1 power module for external batteries, Start-up 5x8 | 208 3 PH | 208 3 PH | GALAXY VS 3PH UPS | Uninterruptible Power Supply (UPS) | Galaxy VS | 34875 | 29643.75
GVSUPS20K0B4FS | Galaxy VS UPS 20kW 208V for up to 4 internal 9Ah smart modular battery strings, Start-up 5x8 | 208 3 PH | 208 3 PH | GALAXY VS 3PH UPS | Uninterruptible Power Supply (UPS) | Galaxy VS | 22165 | 18840.25
GVSUPS20K0B4GS | Galaxy VS UPS 20kW 480V for up to 4 internal 9Ah smart modular battery strings, Start-up 5x8 | 480 3 PH | 480 3 PH | GALAXY VS 3PH UPS | Uninterruptible Power Supply (UPS) | Galaxy VS | 25345 | 21543.25
GVSUPS20K0B4HS | Galaxy VS UPS 20kW 400V for up to 4 internal 9Ah smart modular battery strings, Start-up 5x8 | 400 3 PH | 400 3 PH | GALAXY VS 3PH UPS | Uninterruptible Power Supply (UPS) | Galaxy VS | 25345 | 21543.25
GVSUPS20K100B3H | Galaxy VS UPS 20kW with transformer, 480V Input 400V Output, with 2 modular battery strings expandable to 3 |  | 400 3 PH | GALAXY VS 3PH UPS | Uninterruptible Power Supply (UPS) | Galaxy VS | 83445 | 70928.25
GVSUPS20KB2GS | Galaxy VS UPS 20kW 480V, 1 internal 7Ah smart modular battery string, expandable to 2, Start-up 5x8 | 480 3 PH | 480 3 PH | GALAXY VS 3PH UPS | Uninterruptible Power Supply (UPS) | Galaxy VS | 26745 | 22733.25
GVSUPS20KB2HS | Galaxy VS UPS 20kW 400V, 1 internal 7Ah smart modular battery string, expandable to 2, Start-up 5x8 | 400 3 PH | 400 3 PH | GALAXY VS 3PH UPS | Uninterruptible Power Supply (UPS) | Galaxy VS | 26745 | 22733.25
GVSUPS20KB4FS | Galaxy VS UPS 20kW 208V, 2 internal 9Ah smart modular battery strings, expandable to 4, Start-up 5x8 | 208 3 PH | 208 3 PH | GALAXY VS 3PH UPS | Uninterruptible Power Supply (UPS) | Galaxy VS | 30005 | 25504.25
GVSUPS20KB4GS | Galaxy VS UPS 20kW 480V, 1 internal 9Ah smart modular battery string, expandable to 4, Start-up 5x8 | 480 3 PH | 480 3 PH | GALAXY VS 3PH UPS | Uninterruptible Power Supply (UPS) | Galaxy VS | 29440 | 25024
GVSUPS20KB4HS | Galaxy VS UPS 20kW 400V, 1 internal 9Ah smart modular battery string, expandable to 4, Start-up 5x8 | 400 3 PH | 400 3 PH | GALAXY VS 3PH UPS | Uninterruptible Power Supply (UPS) | Galaxy VS | 29440 | 25024
GVSUPS20KFS | Galaxy VS UPS 20kW 208V for External Batteries, Start-up 5x8 | 208 3 PH | 208 3 PH | GALAXY VS 3PH UPS | Uninterruptible Power Supply (UPS) | Galaxy VS | 22460 | 19091
GVSUPS20KFSUS | Galaxy VS UPS TAA Compliant 20kW 208V for External Batteries, Start-up 5x8 |  |  | GALAXY VS 3PH UPS | Uninterruptible Power Supply (UPS) | Galaxy VS | 24480 | 20808
GVSUPS20KGS | Galaxy VS UPS 20kW 480V for External Batteries, Start-up 5x8 | 480 3 PH | 480 3 PH | GALAXY VS 3PH UPS | Uninterruptible Power Supply (UPS) | Galaxy VS | 27135 | 23064.75
GVSUPS20KGSUS | Galaxy VS UPS TAA Compliant 20kW 480V for External Batteries, Start-up 5x8 |  |  | GALAXY VS 3PH UPS | Uninterruptible Power Supply (UPS) | Galaxy VS | 29575 | 25138.75
GVSUPS20KHS | Galaxy VS UPS 20kW 400V for External Batteries, Start-up 5x8 | 400 3 PH | 400 3 PH | GALAXY VS 3PH UPS | Uninterruptible Power Supply (UPS) | Galaxy VS | 27135 | 23064.75
GVSUPS20KMHS | Galaxy VS UPS 20kW 400V for external batteries, halogen-free cables, marine certified, Start-up 5x8 | 400 3 PH | 400 3 PH | GALAXY VS 3PH UPS | Uninterruptible Power Supply (UPS) | Galaxy VS | 29135 | 24764.75
GVSUPS20KR0B5FS | Galaxy VS UPS 20kW 208V with N+1 power module, for 5 smart modular 9Ah battery strings, Start-up 5x8 | 208 3 PH | 208 3 PH | GALAXY VS 3PH UPS | Uninterruptible Power Supply (UPS) | Galaxy VS | 33525 | 28496.25
GVSUPS20KR0B5GS | Galaxy VS UPS 20kW 480V with N+1 power module, for 5 smart modular 9Ah battery strings, Start-up 5x8 | 480 3 PH | 480 3 PH | GALAXY VS 3PH UPS | Uninterruptible Power Supply (UPS) | Galaxy VS | 35195 | 29915.75
GVSUPS20KR0B5HS | Galaxy VS UPS 20kW 400V with N+1 power module, for 5 smart modular 9Ah battery strings, Start-up 5x8 | 400 3 PH | 400 3 PH | GALAXY VS 3PH UPS | Uninterruptible Power Supply (UPS) | Galaxy VS | 35195 | 29915.75
GVSUPS20KRFS | Galaxy VS UPS 20kW 208V with N+1 power module for external batteries, Start-up 5x8 | 208 3 PH | 208 3 PH | GALAXY VS 3PH UPS | Uninterruptible Power Supply (UPS) | Galaxy VS | 36020 | 30617
GVSUPS20KRGS | Galaxy VS UPS 20kW 480V with N+1 power module for external batteries, Start-up 5x8 | 480 3 PH | 480 3 PH | GALAXY VS 3PH UPS | Uninterruptible Power Supply (UPS) | Galaxy VS | 40560 | 34476
GVSUPS20KRHS | Galaxy VS UPS 20kW 400V with N+1 power module for external batteries, Start-up 5x8 | 400 3 PH | 400 3 PH | GALAXY VS 3PH UPS | Uninterruptible Power Supply (UPS) | Galaxy VS | 40560 | 34476
GVSUPS25K0B4FS | Galaxy VS UPS 25kW 208V for up to 4 internal 9Ah smart modular battery strings, Start-up 5x8 | 208 3 PH | 208 3 PH | GALAXY VS 3PH UPS | Uninterruptible Power Supply (UPS) | Galaxy VS | 24725 | 21016.25
GVSUPS25K75FS | Galaxy VS UPS 25kW 208V scalable to 75kW for external batteries, Start-up 5x8 | 208 3 PH | 208 3 PH | GALAXY VS 3PH UPS | Uninterruptible Power Supply (UPS) | Galaxy VS | 28125 | 23906.25
GVSUPS25KB4FS | Galaxy VS UPS 25kW 208V, 2 internal 9Ah smart modular battery strings, expandable to 4, Start-up 5x8 | 208 3 PH | 208 3 PH | GALAXY VS 3PH UPS | Uninterruptible Power Supply (UPS) | Galaxy VS | 31270 | 26579.5
GVSUPS25KFS | Galaxy VS UPS 25kW 208V for External Batteries, Start-up 5x8 | 208 3 PH | 208 3 PH | GALAXY VS 3PH UPS | Uninterruptible Power Supply (UPS) | Galaxy VS | 23640 | 20094
GVSUPS25KFSUS | Galaxy VS UPS TAA Compliant 25kW 208V for External Batteries, Start-up 5x8 | 208 3 PH | 208 3 PH | GALAXY VS 3PH UPS | Uninterruptible Power Supply (UPS) | Galaxy VS | 25770 | 21904.5
GVSUPS25KR0B5FS | Galaxy VS UPS 25kW 208V with N+1 power module, for 5 smart modular 9Ah battery strings, Start-up 5x8 | 208 3 PH | 208 3 PH | GALAXY VS 3PH UPS | Uninterruptible Power Supply (UPS) | Galaxy VS | 37425 | 31811.25
GVSUPS25KRFS | Galaxy VS UPS 25kW 208V with N+1 power module for external batteries, Start-up 5x8 | 208 3 PH | 208 3 PH | GALAXY VS 3PH UPS | Uninterruptible Power Supply (UPS) | Galaxy VS | 37170 | 31594.5
GVSUPS30K0B4GS | Galaxy VS UPS 30kW 480V for up to 4 internal 9Ah smart modular battery strings, Start-up 5x8 | 480 3 PH | 480 3 PH | GALAXY VS 3PH UPS | Uninterruptible Power Supply (UPS) | Galaxy VS | 28960 | 24616
GVSUPS30K0B4HS | Galaxy VS UPS 30kW 400V for up to 4 internal 9Ah smart modular battery strings, Start-up 5x8 | 400 3 PH | 400 3 PH | GALAXY VS 3PH UPS | Uninterruptible Power Supply (UPS) | Galaxy VS | 28960 | 24616
GVSUPS30K0B5FS | Galaxy VS UPS 30kW 208V for up to 5 internal 9Ah smart modular battery strings, Start-up 5x8 | 208 3 PH | 208 3 PH | GALAXY VS 3PH UPS | Uninterruptible Power Supply (UPS) | Galaxy VS | 26965 | 22920.25
GVSUPS30KB4GS | Galaxy VS UPS 30kW 480V, 2 internal 9Ah smart modular battery strings, expandable to 4, Start-up 5x8 | 480 3 PH | 480 3 PH | GALAXY VS 3PH UPS | Uninterruptible Power Supply (UPS) | Galaxy VS | 34730 | 29520.5
GVSUPS30KB4HS | Galaxy VS UPS 30kW 400V, 2 internal 9Ah smart modular battery strings, expandable to 4, Start-up 5x8 | 400 3 PH | 400 3 PH | GALAXY VS 3PH UPS | Uninterruptible Power Supply (UPS) | Galaxy VS | 34730 | 29520.5
GVSUPS30KB5FS | Galaxy VS UPS 30kW 208V, 3 internal 9Ah smart modular battery strings, expandable to 5, Start-up 5x8 | 208 3 PH | 208 3 PH | GALAXY VS 3PH UPS | Uninterruptible Power Supply (UPS) | Galaxy VS | 41515 | 35287.75
GVSUPS30KFS | Galaxy VS UPS 30kW 208V for External Batteries, Start-up 5x8 | 208 3 PH | 208 3 PH | GALAXY VS 3PH UPS | Uninterruptible Power Supply (UPS) | Galaxy VS | 31035 | 26379.75
GVSUPS30KFSUS | Galaxy VS UPS TAA Compliant 30kW 208V for External Batteries, Start-up 5x8 | 208 3 PH | 208 3 PH | GALAXY VS 3PH UPS | Uninterruptible Power Supply (UPS) | Galaxy VS | 33830 | 28755.5
GVSUPS30KGS | Galaxy VS UPS 30kW 480V for External Batteries, Start-up 5x8 | 480 3 PH | 480 3 PH | GALAXY VS 3PH UPS | Uninterruptible Power Supply (UPS) | Galaxy VS | 28945 | 24603.25
GVSUPS30KGSUS | Galaxy VS UPS TAA Compliant 30kW 480V for External Batteries, Start-up 5x8 |  |  | GALAXY VS 3PH UPS | Uninterruptible Power Supply (UPS) | Galaxy VS | 31545 | 26813.25
GVSUPS30KHS | Galaxy VS UPS 30kW 400V for External Batteries, Start-up 5x8 | 400 3 PH | 400 3 PH | GALAXY VS 3PH UPS | Uninterruptible Power Supply (UPS) | Galaxy VS | 28945 | 24603.25
GVSUPS30KMHS | Galaxy VS UPS 30kW 400V for external batteries, halogen-free cables, marine certified, Start-up 5x8 | 400 3 PH | 400 3 PH | GALAXY VS 3PH UPS | Uninterruptible Power Supply (UPS) | Galaxy VS | 30945 | 26303.25
GVSUPS30KR0B5GS | Galaxy VS UPS 30kW 480V with N+1 power module, for 5 smart modular 9Ah battery strings, Start-up 5x8 | 480 3 PH | 480 3 PH | GALAXY VS 3PH UPS | Uninterruptible Power Supply (UPS) | Galaxy VS | 40850 | 34722.5
GVSUPS30KR0B5HS | Galaxy VS UPS 30kW 400V with N+1 power module, for 5 smart modular 9Ah battery strings, Start-up 5x8 | 400 3 PH | 400 3 PH | GALAXY VS 3PH UPS | Uninterruptible Power Supply (UPS) | Galaxy VS | 40850 | 34722.5
GVSUPS30KRFS | Galaxy VS UPS 30kW 208V with N+1 power module for external batteries, Start-up 5x8 | 208 3 PH | 208 3 PH | GALAXY VS 3PH UPS | Uninterruptible Power Supply (UPS) | Galaxy VS | 44345 | 37693.25
GVSUPS30KRGS | Galaxy VS UPS 30kW 480V with N+1 power module for external batteries, Start-up 5x8 | 480 3 PH | 480 3 PH | GALAXY VS 3PH UPS | Uninterruptible Power Supply (UPS) | Galaxy VS | 42315 | 35967.75
GVSUPS30KRHS | Galaxy VS UPS 30kW 400V with N+1 power module for external batteries, Start-up 5x8 | 400 3 PH | 400 3 PH | GALAXY VS 3PH UPS | Uninterruptible Power Supply (UPS) | Galaxy VS | 42315 | 35967.75
GVSUPS40K0B4GS | Galaxy VS UPS 40kW 480V for up to 4 internal 9Ah smart modular battery strings, Start-up 5x8 | 480 3 PH | 480 3 PH | GALAXY VS 3PH UPS | Uninterruptible Power Supply (UPS) | Galaxy VS | 31665 | 26915.25
GVSUPS40K0B4HS | Galaxy VS UPS 40kW 400V for up to 4 internal 9Ah smart modular battery strings, Start-up 5x8 | 400 3 PH | 400 3 PH | GALAXY VS 3PH UPS | Uninterruptible Power Supply (UPS) | Galaxy VS | 31665 | 26915.25
GVSUPS40K0B5FS | Galaxy VS UPS 40kW 208V for up to 5 internal 9Ah smart modular battery strings, Start-up 5x8 | 208 3 PH | 208 3 PH | GALAXY VS 3PH UPS | Uninterruptible Power Supply (UPS) | Galaxy VS | 32055 | 27246.75
GVSUPS40KB4GS | Galaxy VS UPS 40kW 480V, 2 internal 9Ah smart modular battery strings, expandable to 4, Start-up 5x8 | 480 3 PH | 480 3 PH | GALAXY VS 3PH UPS | Uninterruptible Power Supply (UPS) | Galaxy VS | 39285 | 33392.25
GVSUPS40KB4HS | Galaxy VS UPS 40kW 400V, 2 internal 9Ah smart modular battery strings, expandable to 4, Start-up 5x8 | 400 3 PH | 400 3 PH | GALAXY VS 3PH UPS | Uninterruptible Power Supply (UPS) | Galaxy VS | 39285 | 33392.25
GVSUPS40KB5FS | Galaxy VS UPS 40kW 208V, 3 internal 9Ah smart modular battery strings, expandable to 5, Start-up 5x8 | 208 3 PH | 208 3 PH | GALAXY VS 3PH UPS | Uninterruptible Power Supply (UPS) | Galaxy VS | 47335 | 40234.75
GVSUPS40KFS | Galaxy VS UPS 40kW 208V for External Batteries, Start-up 5x8 | 208 3 PH | 208 3 PH | GALAXY VS 3PH UPS | Uninterruptible Power Supply (UPS) | Galaxy VS | 34480 | 29308
GVSUPS40KFSUS | Galaxy VS UPS TAA Compliant 40kW 208V for External Batteries, Start-up 5x8 | 208 3 PH | 208 3 PH | GALAXY VS 3PH UPS | Uninterruptible Power Supply (UPS) | Galaxy VS | 37585 | 31947.25
GVSUPS40KGS | Galaxy VS UPS 40kW 480V for External Batteries, Start-up 5x8 | 480 3 PH | 480 3 PH | GALAXY VS 3PH UPS | Uninterruptible Power Supply (UPS) | Galaxy VS | 31840 | 27064
GVSUPS40KGSUS | Galaxy VS UPS TAA Compliant 40kW 480V for External Batteries, Start-up 5x8 |  |  | GALAXY VS 3PH UPS | Uninterruptible Power Supply (UPS) | Galaxy VS | 34705 | 29499.25
GVSUPS40KHS | Galaxy VS UPS 40kW 400V for External Batteries, Start-up 5x8 | 400 3 PH | 400 3 PH | GALAXY VS 3PH UPS | Uninterruptible Power Supply (UPS) | Galaxy VS | 31840 | 27064
GVSUPS40KMHS | Galaxy VS UPS 40kW 400V for external batteries, halogen-free cables, marine certified, Start-up 5x8 | 400 3 PH | 400 3 PH | GALAXY VS 3PH UPS | Uninterruptible Power Supply (UPS) | Galaxy VS | 33845 | 28768.25
GVSUPS40KR0B5GS | Galaxy VS UPS 40kW 480V with N+1 power module, for 5 smart modular 9Ah battery strings, Start-up 5x8 | 480 3 PH | 480 3 PH | GALAXY VS 3PH UPS | Uninterruptible Power Supply (UPS) | Galaxy VS | 44695 | 37990.75
GVSUPS40KR0B5HS | Galaxy VS UPS 40kW 400V with N+1 power module, for 5 smart modular 9Ah battery strings, Start-up 5x8 | 400 3 PH | 400 3 PH | GALAXY VS 3PH UPS | Uninterruptible Power Supply (UPS) | Galaxy VS | 44695 | 37990.75
GVSUPS40KRFS | Galaxy VS UPS 40kW 208V with N+1 power module for external batteries, Start-up 5x8 | 208 3 PH | 208 3 PH | GALAXY VS 3PH UPS | Uninterruptible Power Supply (UPS) | Galaxy VS | 47695 | 40540.75
GVSUPS40KRGS | Galaxy VS UPS 40kW 480V with N+1 power module for external batteries, Start-up 5x8 | 480 3 PH | 480 3 PH | GALAXY VS 3PH UPS | Uninterruptible Power Supply (UPS) | Galaxy VS | 45130 | 38360.5
GVSUPS40KRHS | Galaxy VS UPS 40kW 400V with N+1 power module for external batteries, Start-up 5x8 | 400 3 PH | 400 3 PH | GALAXY VS 3PH UPS | Uninterruptible Power Supply (UPS) | Galaxy VS | 45130 | 38360.5
GVSUPS50K0B4GS | Galaxy VS UPS 50kW 480V for up to 4 internal 9Ah smart modular battery strings, Start-up 5x8 | 480 3 PH | 480 3 PH | GALAXY VS 3PH UPS | Uninterruptible Power Supply (UPS) | Galaxy VS | 35320 | 30022
GVSUPS50K0B4HS | Galaxy VS UPS 50kW 400V for up to 4 internal 9Ah smart modular battery strings, Start-up 5x8 | 400 3 PH | 400 3 PH | GALAXY VS 3PH UPS | Uninterruptible Power Supply (UPS) | Galaxy VS | 35320 | 30022
GVSUPS50K0B5FS | Galaxy VS UPS 50kW 208V for up to 5 internal 9Ah smart modular battery strings, Start-up 5x8 | 208 3 PH | 208 3 PH | GALAXY VS 3PH UPS | Uninterruptible Power Supply (UPS) | Galaxy VS | 35490 | 30166.5
GVSUPS50K150GS | Galaxy VS UPS 50kW 480V scalable to 150kW for external batteries, Start-up 5x8 | 480 3 PH | 480 3 PH | GALAXY VS 3PH UPS | Uninterruptible Power Supply (UPS) | Galaxy VS | 39600 | 33660
GVSUPS50K150HS | Galaxy VS UPS 50kW 400V scalable to 150kW for external batteries, Start-up 5x8 | 400 3 PH | 400 3 PH | GALAXY VS 3PH UPS | Uninterruptible Power Supply (UPS) | Galaxy VS | 39600 | 33660
GVSUPS50KB4GS | Galaxy VS UPS 50kW 480V, 2 internal 9Ah smart modular battery strings, expandable to 4, Start-up 5x8 | 480 3 PH | 480 3 PH | GALAXY VS 3PH UPS | Uninterruptible Power Supply (UPS) | Galaxy VS | 43415 | 36902.75
GVSUPS50KB4HS | Galaxy VS UPS 50kW 400V, 2 internal 9Ah smart modular battery strings, expandable to 4, Start-up 5x8 | 400 3 PH | 400 3 PH | GALAXY VS 3PH UPS | Uninterruptible Power Supply (UPS) | Galaxy VS | 43415 | 36902.75
GVSUPS50KB5FS | Galaxy VS UPS 50kW 208V, 3 internal 9Ah smart modular battery strings, expandable to 5, Start-up 5x8 | 208 3 PH | 208 3 PH | GALAXY VS 3PH UPS | Uninterruptible Power Supply (UPS) | Galaxy VS | 51255 | 43566.75
GVSUPS50KFS | Galaxy VS UPS 50kW 208V for External Batteries, Start-up 5x8 | 208 3 PH | 208 3 PH | GALAXY VS 3PH UPS | Uninterruptible Power Supply (UPS) | Galaxy VS | 39195 | 33315.75
GVSUPS50KFSUS | Galaxy VS UPS TAA Compliant 50kW 208V for External Batteries, Start-up 5x8 | 208 3 PH | 208 3 PH | GALAXY VS 3PH UPS | Uninterruptible Power Supply (UPS) | Galaxy VS | 42720 | 36312
GVSUPS50KGS | Galaxy VS UPS 50kW 480V for External Batteries, Start-up 5x8 | 480 3 PH | 480 3 PH | GALAXY VS 3PH UPS | Uninterruptible Power Supply (UPS) | Galaxy VS | 36180 | 30753
GVSUPS50KGSUS | Galaxy VS UPS TAA Compliant 50kW 480V for External Batteries, Start-up 5x8 |  |  | GALAXY VS 3PH UPS | Uninterruptible Power Supply (UPS) | Galaxy VS | 39435 | 33519.75
GVSUPS50KHS | Galaxy VS UPS 50kW 400V for External Batteries, Start-up 5x8 | 400 3 PH | 400 3 PH | GALAXY VS 3PH UPS | Uninterruptible Power Supply (UPS) | Galaxy VS | 36180 | 30753
GVSUPS50KMHS | Galaxy VS UPS 50kW 400V for external batteries, halogen-free cables, marine certified, Start-up 5x8 | 400 3 PH | 400 3 PH | GALAXY VS 3PH UPS | Uninterruptible Power Supply (UPS) | Galaxy VS | 38180 | 32453
GVSUPS50KR0B5GS | Galaxy VS UPS 50kW 480V with N+1 power module, for 5 smart modular 9Ah battery strings, Start-up 5x8 | 480 3 PH | 480 3 PH | GALAXY VS 3PH UPS | Uninterruptible Power Supply (UPS) | Galaxy VS | 49900 | 42415
GVSUPS50KR0B5HS | Galaxy VS UPS 50kW 400V with N+1 power module, for 5 smart modular 9Ah battery strings, Start-up 5x8 | 400 3 PH | 400 3 PH | GALAXY VS 3PH UPS | Uninterruptible Power Supply (UPS) | Galaxy VS | 49900 | 42415
GVSUPS50KRFS | Galaxy VS UPS 50kW 208V with N+1 power module for external batteries, Start-up 5x8 | 208 3 PH | 208 3 PH | GALAXY VS 3PH UPS | Uninterruptible Power Supply (UPS) | Galaxy VS | 52265 | 44425.25
GVSUPS50KRGS | Galaxy VS UPS 50kW 480V with N+1 power module for external batteries, Start-up 5x8 | 480 3 PH | 480 3 PH | GALAXY VS 3PH UPS | Uninterruptible Power Supply (UPS) | Galaxy VS | 49340 | 41939
GVSUPS50KRHS | Galaxy VS UPS 50kW 400V with N+1 power module for external batteries, Start-up 5x8 | 400 3 PH | 400 3 PH | GALAXY VS 3PH UPS | Uninterruptible Power Supply (UPS) | Galaxy VS | 49340 | 41939
GVSUPS60K0B5GS | Galaxy VS UPS 60kW 480V for up to 5 internal 9Ah smart modular battery strings, Start-up 5x8 | 480 3 PH | 480 3 PH | GALAXY VS 3PH UPS | Uninterruptible Power Supply (UPS) | Galaxy VS | 38520 | 32742
GVSUPS60K0B5HS | Galaxy VS UPS 60kW 400V for up to 5 internal 9Ah smart modular battery strings, Start-up 5x8 | 400 3 PH | 400 3 PH | GALAXY VS 3PH UPS | Uninterruptible Power Supply (UPS) | Galaxy VS | 38520 | 32742
GVSUPS60KB5GS | Galaxy VS UPS 60kW 480V, 3 internal 9Ah smart modular battery strings, expandable to 5, Start-up 5x8 | 480 3 PH | 480 3 PH | GALAXY VS 3PH UPS | Uninterruptible Power Supply (UPS) | Galaxy VS | 51890 | 44106.5
GVSUPS60KB5HS | Galaxy VS UPS 60kW 400V, 3 internal 9Ah smart modular battery strings, expandable to 5, Start-up 5x8 | 400 3 PH | 400 3 PH | GALAXY VS 3PH UPS | Uninterruptible Power Supply (UPS) | Galaxy VS | 51890 | 44106.5
GVSUPS60KFS | Galaxy VS 60kW 208V for external batteries, Start-up 5x8 | 208 3 PH | 208 | GALAXY VS 3PH UPS | Uninterruptible Power Supply (UPS) | Galaxy VS | 45660 | 38811
GVSUPS60KGS | Galaxy VS UPS 60kW 480V for External Batteries, Start-up 5x8 | 480 3 PH | 480 3 PH | GALAXY VS 3PH UPS | Uninterruptible Power Supply (UPS) | Galaxy VS | 41180 | 35003
GVSUPS60KGSUS | Galaxy VS UPS TAA Compliant 60kW 480V for External Batteries, Start-up 5x8 |  |  | GALAXY VS 3PH UPS | Uninterruptible Power Supply (UPS) | Galaxy VS | 44890 | 38156.5
GVSUPS60KHS | Galaxy VS UPS 60kW 400V for External Batteries, Start-up 5x8 | 400 3 PH | 400 3 PH | GALAXY VS 3PH UPS | Uninterruptible Power Supply (UPS) | Galaxy VS | 41180 | 35003
GVSUPS60KMHS | Galaxy VS UPS 60kW 400V for external batteries, halogen-free cables, marine certified, Start-up 5x8 | 400 3 PH | 400 3 PH | GALAXY VS 3PH UPS | Uninterruptible Power Supply (UPS) | Galaxy VS | 42585 | 36197.25
GVSUPS60KRGS | Galaxy VS UPS 60kW 480V with N+1 power module for external batteries, Start-up 5x8 | 480 3 PH | 480 3 PH | GALAXY VS 3PH UPS | Uninterruptible Power Supply (UPS) | Galaxy VS | 54200 | 46070
GVSUPS60KRHS | Galaxy VS UPS 60kW 400V with N+1 power module for external batteries, Start-up 5x8 | 400 3 PH | 400 3 PH | GALAXY VS 3PH UPS | Uninterruptible Power Supply (UPS) | Galaxy VS | 54200 | 46070
GVSUPS75KFS | Galaxy VS 75kW 208V for external batteries, Start-up 5x8 | 208 3 PH | 208 3 PH | GALAXY VS 3PH UPS | Uninterruptible Power Supply (UPS) | Galaxy VS | 53650 | 45602.5
GVSUPS80K0B5GS | Galaxy VS UPS 80kW 480V for up to 5 internal 9Ah smart modular battery strings, Start-up 5x8 | 480 3 PH | 480 3 PH | GALAXY VS 3PH UPS | Uninterruptible Power Supply (UPS) | Galaxy VS | 45795 | 38925.75
GVSUPS80K0B5HS | Galaxy VS UPS 80kW 400V for up to 5 internal 9Ah smart modular battery strings, Start-up 5x8 | 400 3 PH | 400 3 PH | GALAXY VS 3PH UPS | Uninterruptible Power Supply (UPS) | Galaxy VS | 45795 | 38925.75
GVSUPS80KB5GS | Galaxy VS UPS 80kW 480V, 3 internal 9Ah smart modular battery strings, expandable to 5, Start-up 5x8 | 480 3 PH | 480 3 PH | GALAXY VS 3PH UPS | Uninterruptible Power Supply (UPS) | Galaxy VS | 59165 | 50290.25
GVSUPS80KB5HS | Galaxy VS UPS 80kW 400V, 3 internal 9Ah smart modular battery strings, expandable to 5, Start-up 5x8 | 400 3 PH | 400 3 PH | GALAXY VS 3PH UPS | Uninterruptible Power Supply (UPS) | Galaxy VS | 59165 | 50290.25
GVSUPS80KGS | Galaxy VS UPS 80kW 480V for External Batteries, Start-up 5x8 | 480 3 PH | 480 3 PH | GALAXY VS 3PH UPS | Uninterruptible Power Supply (UPS) | Galaxy VS | 44585 | 37897.25
GVSUPS80KGSUS | Galaxy VS UPS TAA Compliant 80kW 480V for External Batteries, Start-up 5x8 |  |  | GALAXY VS 3PH UPS | Uninterruptible Power Supply (UPS) | Galaxy VS | 48600 | 41310
GVSUPS80KHS | Galaxy VS UPS 80kW 400V for External Batteries, Start-up 5x8 | 400 3 PH | 400 3 PH | GALAXY VS 3PH UPS | Uninterruptible Power Supply (UPS) | Galaxy VS | 44585 | 37897.25
GVSUPS80KMHS | Galaxy VS UPS 80kW 400V for external batteries, halogen-free cables, marine certified, Start-up 5x8 | 400 3 PH | 400 3 PH | GALAXY VS 3PH UPS | Uninterruptible Power Supply (UPS) | Galaxy VS | 45990 | 39091.5
GVSUPS80KRGS | Galaxy VS UPS 80kW 480V with N+1 power module for external batteries, Start-up 5x8 | 480 3 PH | 480 3 PH | GALAXY VS 3PH UPS | Uninterruptible Power Supply (UPS) | Galaxy VS | 57505 | 48879.25
GVSUPS80KRHS | Galaxy VS UPS 80kW 400V with N+1 power module for external batteries, Start-up 5x8 | 400 3 PH | 400 3 PH | GALAXY VS 3PH UPS | Uninterruptible Power Supply (UPS) | Galaxy VS | 57505 | 48879.25
GVSUPS100K0B5GS | Galaxy VS UPS 100kW 480V for up to 5 internal 9Ah smart modular battery strings, Start-up 5x8 | 480 3 PH | 480 3 PH | GALAXY VS 3PH UPS | Uninterruptible Power Supply (UPS) | Galaxy VS | 50695 | 43090.75
GVSUPS100K0B5HS | Galaxy VS UPS 100kW 400V for up to 5 internal 9Ah smart modular battery strings, Start-up 5x8 | 400 3 PH | 400 3 PH | GALAXY VS 3PH UPS | Uninterruptible Power Supply (UPS) | Galaxy VS | 50695 | 43090.75
GVSUPS100KB5GS | Galaxy VS UPS 100kW 480V, 3 internal 9Ah smart modular battery strings expandable to 5, Start-up 5x8 | 480 3 PH | 480 3 PH | GALAXY VS 3PH UPS | Uninterruptible Power Supply (UPS) | Galaxy VS | 64070 | 54459.5
GVSUPS100KB5HS | Galaxy VS UPS 100kW 400V, 3 internal 9Ah smart modular battery strings expandable to 5, Start-up 5x8 | 400 3 PH | 400 3 PH | GALAXY VS 3PH UPS | Uninterruptible Power Supply (UPS) | Galaxy VS | 64070 | 54459.5
GVSUPS100KGS | Galaxy VS UPS 100kW 480V for External Batteries, Start-up 5x8 | 480 3 PH | 480 3 PH | GALAXY VS 3PH UPS | Uninterruptible Power Supply (UPS) | Galaxy VS | 48335 | 41084.75
GVSUPS100KGSUS | Galaxy VS UPS TAA Compliant 100kW 480V for External Batteries, Start-up 5x8 |  |  | GALAXY VS 3PH UPS | Uninterruptible Power Supply (UPS) | Galaxy VS | 52685 | 44782.25
GVSUPS100KHS | Galaxy VS UPS 100kW 400V for External Batteries, Start-up 5x8 | 400 3 PH | 400 3 PH | GALAXY VS 3PH UPS | Uninterruptible Power Supply (UPS) | Galaxy VS | 48335 | 41084.75
GVSUPS100KMHS | Galaxy VS UPS 100kW 400V for external batteries, halogen-free cables, marine certified, Start-up 5x8 | 400 3 PH | 400 3 PH | GALAXY VS 3PH UPS | Uninterruptible Power Supply (UPS) | Galaxy VS | 49740 | 42279
GVSUPS100KRGS | Galaxy VS UPS 100kW 480V with N+1 power module for external batteries, Start-up 5x8 | 480 3 PH | 480 3 PH | GALAXY VS 3PH UPS | Uninterruptible Power Supply (UPS) | Galaxy VS | 61145 | 51973.25
GVSUPS100KRHS | Galaxy VS UPS 100kW 400V with N+1 power module for external batteries, Start-up 5x8 | 400 3 PH | 400 3 PH | GALAXY VS 3PH UPS | Uninterruptible Power Supply (UPS) | Galaxy VS | 61145 | 51973.25
GVSUPS120KGS | Galaxy VS 120kW 480V for external batteries, Start-up 5x8 | 480 3 PH | 480 3 PH | GALAXY VS 3PH UPS | Uninterruptible Power Supply (UPS) | Galaxy VS | 56315 | 47867.75
GVSUPS120KHS | Galaxy VS UPS 120kW 400V for External Batteries, Start-up 5x8 | 400 3 PH | 400 3 PH | GALAXY VS 3PH UPS | Uninterruptible Power Supply (UPS) | Galaxy VS | 55480 | 47158
GVSUPS120KMHS | Galaxy VS UPS 120kW 400V for external batteries, halogen-free cables, marine certified, Start-up 5x8 | 400 3 PH | 400 3 PH | GALAXY VS 3PH UPS | Uninterruptible Power Supply (UPS) | Galaxy VS | 56285 | 47842.25
GVSUPS150KGS | Galaxy VS 150kW 480V for external batteries, Start-up 5x8 | 480 3 PH | 480 3 PH | GALAXY VS 3PH UPS | Uninterruptible Power Supply (UPS) | Galaxy VS | 66165 | 56240.25
GVSUPS150KHS | Galaxy VS UPS 150kW 400V for External Batteries, Start-up 5x8 | 400 3 PH | 400 3 PH | GALAXY VS 3PH UPS | Uninterruptible Power Supply (UPS) | Galaxy VS | 68140 | 57919
GVSUPS150KMHS | Galaxy VS UPS 150kW 400V for external batteries, halogen-free cables, marine certified, Start-up 5x8 | 400 3 PH | 400 3 PH | GALAXY VS 3PH UPS | Uninterruptible Power Supply (UPS) | Galaxy VS | 68940 | 58599
GVSXFMRQ | Adapted Transformer Cabinet,and Associated Parts Used with a Galaxy VS |  |  | GALAXY VS 3PH UPS | Uninterruptible Power Supply (UPS) | Galaxy VS | Call for Quote | Call for Quote
GVX500K500NGS | Galaxy VX 500kVA, 480V, Start up 5x8 | 480 3 PH | 480 3 PH | GALAXY VX 3PH UPS | Uninterruptible Power Supply (UPS) | Galaxy VX | 223360 | 189856
GVX500K500NHS | Galaxy VX 500kVA, 400V, Start up 5x8 | 400 3 PH | 400 3 PH | GALAXY VX 3PH UPS | Uninterruptible Power Supply (UPS) | Galaxy VX | 223360 | 189856
GVX500K750NGS | Galaxy VX 500kVA Scalable to 750kVA 480V, Start up 5x8 | 480 3 PH | 480 3 PH | GALAXY VX 3PH UPS | Uninterruptible Power Supply (UPS) | Galaxy VX | 228950 | 194607.5
GVX500K750NHS | Galaxy VX 500kVA Scalable to 750kVA 400V, Start up 5x8 | 400 3 PH | 400 3 PH | GALAXY VX 3PH UPS | Uninterruptible Power Supply (UPS) | Galaxy VX | 228950 | 194607.5
GVX500K1000NGS | Galaxy VX 500kVA Scalable to 1000kVA 480V, Start up 5x8 | 480 3 PH | 480 3 PH | GALAXY VX 3PH UPS | Uninterruptible Power Supply (UPS) | Galaxy VX | 236030 | 200625.5
GVX500K1000NHS | Galaxy VX 500kVA Scalable to 1000kVA 400V, Start up 5x8 | 400 3 PH | 400 3 PH | GALAXY VX 3PH UPS | Uninterruptible Power Supply (UPS) | Galaxy VX | 236030 | 200625.5
GVX500K1250GS | Galaxy VX 500kVA Scalable to 1250kVA 480V, Start up 5x8 | 480 3 PH | 480 3 PH | GALAXY VX 3PH UPS | Uninterruptible Power Supply (UPS) | Galaxy VX | 265070 | 225309.5
GVX500K1250NGS | Galaxy VX 500kVA Scalable to 1250kVA 480V, Start up 5x8 | 480 3 PH | 480 3 PH | GALAXY VX 3PH UPS | Uninterruptible Power Supply (UPS) | Galaxy VX | 241850 | 205572.5
GVX500K1250NHS | Galaxy VX 500kVA Scalable to 1250kVA 400V, Start up 5x8 | 400 3 PH | 400 3 PH | GALAXY VX 3PH UPS | Uninterruptible Power Supply (UPS) | Galaxy VX | 241850 | 205572.5
GVX500K1500GS | Galaxy VX 500kVA Scalable to 1500kVA 480V, Start up 5x8 | 480 3 PH | 480 3 PH | GALAXY VX 3PH UPS | Uninterruptible Power Supply (UPS) | Galaxy VX | 273020 | 232067
GVX625K625NGS | Galaxy VX 625kVA, 480V, Start up 5x8 | 480 3 PH | 480 3 PH | GALAXY VX 3PH UPS | Uninterruptible Power Supply (UPS) | Galaxy VX | 274635 | 233439.75
GVX625K625NHS | Galaxy VX 625kVA, 400V, Start up 5x8 | 400 3 PH | 400 3 PH | GALAXY VX 3PH UPS | Uninterruptible Power Supply (UPS) | Galaxy VX | 274635 | 233439.75
GVX625K1000NGS | Galaxy VX 625kVA Scalable to 1000kVA 480V, Start up 5x8 | 480 3 PH | 480 3 PH | GALAXY VX 3PH UPS | Uninterruptible Power Supply (UPS) | Galaxy VX | 282875 | 240443.75
GVX625K1000NHS | Galaxy VX 625kVA Scalable to 1000kVA 400V, Start up 5x8 | 400 3 PH | 400 3 PH | GALAXY VX 3PH UPS | Uninterruptible Power Supply (UPS) | Galaxy VX | 282875 | 240443.75
GVX750K500NGS | Galaxy VX 500kVA N+1 Redundant UPS 480V, Start up 5x8 | 480 3 PH | 480 3 PH | GALAXY VX 3PH UPS | Uninterruptible Power Supply (UPS) | Galaxy VX | 289000 | 245650
GVX750K500NHS | Galaxy VX 500kVA N+1 Redundant UPS 400V, Start up 5x8 | 400 3 PH | 400 3 PH | GALAXY VX 3PH UPS | Uninterruptible Power Supply (UPS) | Galaxy VX | 289000 | 245650
GVX750K750NGS | Galaxy VX 750kVA, 480V, Start up 5x8 | 480 3 PH | 480 3 PH | GALAXY VX 3PH UPS | Uninterruptible Power Supply (UPS) | Galaxy VX | 289680 | 246228
GVX750K750NHS | Galaxy VX 750kVA, 400V, Start up 5x8 | 400 3 PH | 400 3 PH | GALAXY VX 3PH UPS | Uninterruptible Power Supply (UPS) | Galaxy VX | 289680 | 246228
GVX750K1000NGS | Galaxy VX 750kVA Scalable to 1000kVA 480V, Start up 5x8 | 480 3 PH | 480 3 PH | GALAXY VX 3PH UPS | Uninterruptible Power Supply (UPS) | Galaxy VX | 298375 | 253618.75
GVX750K1000NHS | Galaxy VX 750kVA Scalable to 1000kVA 400V, Start up 5x8 | 400 3 PH | 400 3 PH | GALAXY VX 3PH UPS | Uninterruptible Power Supply (UPS) | Galaxy VX | 298375 | 253618.75
GVX750K1250GS | Galaxy VX 750kVA Scalable to 1250kVA 480V, Start up 5x8 | 480 3 PH | 480 3 PH | GALAXY VX 3PH UPS | Uninterruptible Power Supply (UPS) | Galaxy VX | 341635 | 290389.75
GVX750K1250NGS | Galaxy VX 750kVA Scalable to 1250kVA 480V, Start up 5x8 | 480 3 PH | 480 3 PH | GALAXY VX 3PH UPS | Uninterruptible Power Supply (UPS) | Galaxy VX | 301270 | 256079.5
GVX750K1250NHS | Galaxy VX 750kVA Scalable to 1250kVA 400V, Start up 5x8 | 400 3 PH | 400 3 PH | GALAXY VX 3PH UPS | Uninterruptible Power Supply (UPS) | Galaxy VX | 301270 | 256079.5
GVX750K1500GS | Galaxy VX 750kVA Scalable to 1500kVA 480V, Start up 5x8 | 480 3 PH | 480 3 PH | GALAXY VX 3PH UPS | Uninterruptible Power Supply (UPS) | Galaxy VX | 351885 | 299102.25
GVX800K800NGS | Galaxy VX 800kVA, 480V, Start up 5x8 | 480 3 PH | 480 3 PH | GALAXY VX 3PH UPS | Uninterruptible Power Supply (UPS) | Galaxy VX | 348400 | 296140
GVX800K800NHS | Galaxy VX 800kVA, 400V, Start up 5x8 | 400 3 PH | 400 3 PH | GALAXY VX 3PH UPS | Uninterruptible Power Supply (UPS) | Galaxy VX | 348400 | 296140
GVX1000K750NGS | Galaxy VX 750kVA N+1 Redundant UPS 480V, Start up 5x8 | 480 3 PH | 480 3 PH | GALAXY VX 3PH UPS | Uninterruptible Power Supply (UPS) | Galaxy VX | 348400 | 296140
GVX1000K750NHS | Galaxy VX 750kVA N+1 Redundant UPS 400V, Start up 5x8 | 400 3 PH | 400 3 PH | GALAXY VX 3PH UPS | Uninterruptible Power Supply (UPS) | Galaxy VX | 348400 | 296140
GVX1000K1000NGS | Galaxy VX 1000kVA, 480V, Start up 5x8 | 480 3 PH | 480 3 PH | GALAXY VX 3PH UPS | Uninterruptible Power Supply (UPS) | Galaxy VX | 390645 | 332048.25
GVX1000K1000NHS | Galaxy VX 1000kVA, 400V, Start up 5x8 | 400 3 PH | 400 3 PH | GALAXY VX 3PH UPS | Uninterruptible Power Supply (UPS) | Galaxy VX | 390645 | 332048.25
GVX1000K1250GS | Galaxy VX 1000kVA Scalable to 1250kVA 480V, Start up 5x8 | 480 3 PH | 480 3 PH | GALAXY VX 3PH UPS | Uninterruptible Power Supply (UPS) | Galaxy VX | 419935 | 356944.75
GVX1000K1250NGS | Galaxy VX 1000kVA Scalable to 1250kVA 480V, Start up 5x8 | 480 3 PH | 480 3 PH | GALAXY VX 3PH UPS | Uninterruptible Power Supply (UPS) | Galaxy VX | 398455 | 338686.75
GVX1000K1250NHS | Galaxy VX 1000kVA Scalable to 1250kVA 400V, Start up 5x8 | 400 3 PH | 400 3 PH | GALAXY VX 3PH UPS | Uninterruptible Power Supply (UPS) | Galaxy VX | 398455 | 338686.75
GVX1000K1500GS | Galaxy VX 1000kVA Scalable to 1500kVA 480V, Start up 5x8 | 480 3 PH | 480 3 PH | GALAXY VX 3PH UPS | Uninterruptible Power Supply (UPS) | Galaxy VX | 458110 | 389393.5
GVX1100K1100NGS | Galaxy VX 1100kVA, 480V, Start up 5x8 | 480 3 PH | 480 3 PH | GALAXY VX 3PH UPS | Uninterruptible Power Supply (UPS) | Galaxy VX | 444200 | 377570
GVX1100K1100NHS | Galaxy VX 1100kVA, 400V, Start up 5x8 | 400 3 PH | 400 3 PH | GALAXY VX 3PH UPS | Uninterruptible Power Supply (UPS) | Galaxy VX | 444200 | 377570
GVX1250K1000NGS | Galaxy VX 1000kVA N+1 Redundant UPS 480V, Start up 5x8 | 480 3 PH | 480 3 PH | GALAXY VX 3PH UPS | Uninterruptible Power Supply (UPS) | Galaxy VX | 457170 | 388594.5
GVX1250K1000NHS | Galaxy VX 1000kVA N+1 Redundant UPS 400V, Start up 5x8 | 400 3 PH | 400 3 PH | GALAXY VX 3PH UPS | Uninterruptible Power Supply (UPS) | Galaxy VX | 457170 | 388594.5
GVX1250K1250GS | Galaxy VX 1250kVA, 480V, Start up 5x8 | 480 3 PH | 480 3 PH | GALAXY VX 3PH UPS | Uninterruptible Power Supply (UPS) | Galaxy VX | 488650 | 415352.5
GVX1250K1250NGS | Galaxy VX 1250kVA, 480V, Start up 5x8 | 480 3 PH | 480 3 PH | GALAXY VX 3PH UPS | Uninterruptible Power Supply (UPS) | Galaxy VX | 457170 | 388594.5
GVX1250K1250NHS | Galaxy VX 1250kVA, 400V, Start up 5x8 | 400 3 PH | 400 3 PH | GALAXY VX 3PH UPS | Uninterruptible Power Supply (UPS) | Galaxy VX | 457170 | 388594.5
GVX1250K1500GS | Galaxy VX 1250kVA Scalable to 1500kVA 480V, Start up 5x8 | 480 3 PH | 480 3 PH | GALAXY VX 3PH UPS | Uninterruptible Power Supply (UPS) | Galaxy VX | 511555 | 434821.75
GVX1500K1100NGS | Galaxy VX 1100kVA N+1 Redundant UPS, 480V, Start up 5x8 | 480 3 PH | 480 3 PH | GALAXY VX 3PH UPS | Uninterruptible Power Supply (UPS) | Galaxy VX | 523390 | 444881.5
GVX1500K1100NHS | Galaxy VX 1100kVA N+1 Redundant UPS, 400V, Start up 5x8 | 400 3 PH | 400 3 PH | GALAXY VX 3PH UPS | Uninterruptible Power Supply (UPS) | Galaxy VX | 523390 | 444881.5
GVX1500K1250GS | Galaxy VX 1250kVA N+1 Redundant UPS 480V, Start up 5x8 | 480 3 PH | 480 3 PH | GALAXY VX 3PH UPS | Uninterruptible Power Supply (UPS) | Galaxy VX | 565000 | 480250
GVX1500K1250NGS | Galaxy VX 1250kVA N+1 Redundant UPS 480V, Start up 5x8 | 480 3 PH | 480 3 PH | GALAXY VX 3PH UPS | Uninterruptible Power Supply (UPS) | Galaxy VX | 523390 | 444881.5
GVX1500K1250NHS | Galaxy VX 1250kVA N+1 Redundant UPS 400V, Start up 5x8 | 400 3 PH | 400 3 PH | GALAXY VX 3PH UPS | Uninterruptible Power Supply (UPS) | Galaxy VX | 523390 | 444881.5
GVX1500K1500GS | Galaxy VX 1500kVA, 480V, Start up 5x8 | 480 3 PH | 480 3 PH | GALAXY VX 3PH UPS | Uninterruptible Power Supply (UPS) | Galaxy VX | 580270 | 493229.5
GVX1750K1500GS | Galaxy VX 1500kVA N+1 Redundant UPS 480V, Start up 5x8 | 480 3 PH | 480 3 PH | GALAXY VX 3PH UPS | Uninterruptible Power Supply (UPS) | Galaxy VX | 664260 | 564621
GVXBBCB | Galaxy VX Battery Breaker Capacitor Board |  |  | GALAXY VX 3PH UPS | Uninterruptible Power Supply (UPS) | Galaxy VX | 123 | 104.55
GVXBBTB | Galaxy VX Battery Breaker Trip Board |  |  | GALAXY VX 3PH UPS | Uninterruptible Power Supply (UPS) | Galaxy VX | 329 | 279.65
GVXCCQ | Adapted Connection Cabinets and associated parts used with Galaxy VX |  |  | GALAXY VX 3PH UPS | Uninterruptible Power Supply (UPS) | Galaxy VX | Call for Quote | Call for Quote
GVXI1000KH | Galaxy VX 1000kVA 400V I/O Cabinet | 400 3 PH | 400 3 PH | GALAXY VX 3PH UPS | Uninterruptible Power Supply (UPS) | Galaxy VX | 91545 | 77813.25
GVXI1250KD | Galaxy VX 1250kVA I/O Cabinet |  |  | GALAXY VX 3PH UPS | Uninterruptible Power Supply (UPS) | Galaxy VX | 83085 | 70622.25
GVXI1250KDNBF2 | Galaxy VX 1250 kW I/O Cabinet without Backfeed protection on Mains 2 |  |  | GALAXY VX 3PH UPS | Uninterruptible Power Supply (UPS) | Galaxy VX | 83085 | 70622.25
GVXINDUCASSY | Galaxy VX 1250 kVA Inductor Cabinet Assembly |  |  | GALAXY VX 3PH UPS | Uninterruptible Power Supply (UPS) | Galaxy VX | 42700 | 36295
GVXIOCG | Galaxy VX 480V I/O Cabinet | 480 3 PH | 480 3 PH | GALAXY VX 3PH UPS | Uninterruptible Power Supply (UPS) | Galaxy VX | 97195 | 82615.75
GVXMBCR625KG | Galaxy VX 625kVA 480V Remote Maintenance Bypass Cabinet |  |  | GALAXY VX 3PH UPS | Uninterruptible Power Supply (UPS) | Galaxy VX | 47645 | 40498.25
GVXMBCR750KG | Galaxy VX 750kVA 480V Remote Maintenance Bypass Cabinet |  |  | GALAXY VX 3PH UPS | Uninterruptible Power Supply (UPS) | Galaxy VX | 49020 | 41667
GVXOPT001 | Galaxy VX Mains 2 Backfeed Kit for I/O 1250kVA Cabinet |  |  | GALAXY VX 3PH UPS | Uninterruptible Power Supply (UPS) | Galaxy VX | 7775 | 6608.75
GVXOPT002 | Galaxy VX Lithium-ion BMS Power Supply Kit for 1250kVA I/O Cabinet without Backfeed Protection |  |  | GALAXY VX 3PH UPS | Uninterruptible Power Supply (UPS) | Galaxy VX | 221 | 187.85
GVXP250KD | GALAXY VX 250KVA 400/480V PWR CAB | 480 3 PH | 480 3 PH | GALAXY VX 3PH UPS | Uninterruptible Power Supply (UPS) | Galaxy VX | 83990 | 71391.5
GVXQ | Adapted UPS, and associated parts used with a Galaxy VX |  |  | GALAXY VX 3PH UPS | Uninterruptible Power Supply (UPS) | Galaxy VX | Call for Quote | Call for Quote
GVXSBPQ | Adapted Bypass Cabinets and associated parts used with a Galaxy VX |  |  | GALAXY VX 3PH UPS | Uninterruptible Power Supply (UPS) | Galaxy VX | Call for Quote | Call for Quote
GVXSFOPT1 | Galaxy VX 625kVA / 750kVA Single Feed Kit |  |  | GALAXY VX 3PH UPS | Uninterruptible Power Supply (UPS) | Galaxy VX | 917 | 779.45
GVXXFMRQ | Adapted Transformer and associated parts used with a Galaxy VX |  |  | GALAXY VX 3PH UPS | Uninterruptible Power Supply (UPS) | Galaxy VX | Call for Quote | Call for Quote
GWQ | Adapted UPS, And Associated Parts Used With a Galaxy PW |  |  | MED INDUSTRIAL 3PH UPS | Uninterruptible Power Supply (UPS) | MGE Galaxy PW | Call for Quote | Call for Quote
GWTBATX | EXTERNAL BATTERIES OPTIONS GALAXY PW |  |  | OPT MID RANGE 3PH UPS | Uninterruptible Power Supply (UPS) | Galaxy 5000 | Call for Quote | Call for Quote
ISX20K20F | Symmetra PX 20kW, 208V | 208 3 PH | 120 ,208 ,208 3 PH | SYMMETRA 3PH UPS | Uninterruptible Power Supply (UPS) | Symmetra PX | 50420 | 42857
ISX-GEN-ATS | ISX ATS WITH DISTRIBUTION ATO | 208 3 PH,480 3 PH,400 3 PH | 208 3 PH ,480 3 PH | FAMILY OTHER FOR SP3PH | Uninterruptible Power Supply (UPS) | Power Generation Systems | Call for Quote | Call for Quote
ISX-GEN-ATS BASE SYSTEM | ISX-GEN-ATS BASE SYSTEM |  |  | FAMILY OTHER FOR SP3PH | Uninterruptible Power Supply (UPS) | Power Generation Systems | Call for Quote | Call for Quote
ISX-GEN-ATS DIST BREAKERS | ISX-GEN-ATS DIST BREAKERS |  |  | FAMILY OTHER FOR SP3PH | Uninterruptible Power Supply (UPS) | Power Generation Systems | Call for Quote | Call for Quote
LIBCAT2W8X80 | CATL LIB rack with 8 x 80Ah battery modules and 500A control box 2 wires |  |  | LITHIUM ION BATTERIES | Uninterruptible Power Supply (UPS) | Galaxy Lithium-ion Battery Systems | 54960 | 46716
LIBCAT2W9X80 | CATL LIB rack with 9 x 80Ah battery modules and 500A control box 2 wires |  |  | LITHIUM ION BATTERIES | Uninterruptible Power Supply (UPS) | Galaxy Lithium-ion Battery Systems | 60535 | 51454.75
LIBCAT2W10X80 | CATL LIB rack with 10 x 80Ah battery modules and 500A control box 2 wires |  |  | LITHIUM ION BATTERIES | Uninterruptible Power Supply (UPS) | Galaxy Lithium-ion Battery Systems | 68695 | 58390.75
LIBCAT2W11X80 | CATL LIB rack with 11 x 80Ah battery modules and 500A control box 2 wires |  |  | LITHIUM ION BATTERIES | Uninterruptible Power Supply (UPS) | Galaxy Lithium-ion Battery Systems | 74270 | 63129.5
LIBCATMOD80 | CATL 51.2V 80Ah battery module |  |  | LITHIUM ION BATTERIES | Uninterruptible Power Supply (UPS) | Galaxy Lithium-ion Battery Systems | 5580 | 4743
LIBSEFUSEKIT | Galaxy Lithium-ion Battery 10 Module Cabinet Fuse Kit |  |  | LITHIUM ION BATTERIES | Uninterruptible Power Supply (UPS) | Galaxy Lithium-ion Battery Systems | 178 | 151.3
LIBSEOPT001 | Galaxy Li-ion Battery Communication Cable, 25m (82ft) |  |  | LITHIUM ION BATTERIES | Uninterruptible Power Supply (UPS) | Galaxy Lithium-ion Battery Systems | 320 | 272
LIBSEOPT002 | Galaxy Lithium-ion Battery Cabinet SMPS AC/DC Converter |  |  | LITHIUM ION BATTERIES | Uninterruptible Power Supply (UPS) | Galaxy Lithium-ion Battery Systems | 2365 | 2010.25
LIBSESMG10UL | Galaxy Lithium-ion Battery Cabinet UL with 10 x 2.04 kWh battery modules |  |  | LITHIUM ION BATTERIES | Uninterruptible Power Supply (UPS) | Galaxy Lithium-ion Battery Systems | 48010 | 40808.5
LIBSESMG13UL | Galaxy Li-Ion Battery Cabinet UL with 13 x 2.04 kWh battery modules |  |  | LITHIUM ION BATTERIES | Uninterruptible Power Supply (UPS) | Galaxy Lithium-ion Battery Systems | 55815 | 47442.75
LIBSESMG16UL | Galaxy Li-Ion Battery Cabinet UL with 16 x 2.04 kWh battery modules |  |  | LITHIUM ION BATTERIES | Uninterruptible Power Supply (UPS) | Galaxy Lithium-ion Battery Systems | 63400 | 53890
LIBSESMG17IEC | Galaxy Li-Ion Battery Cabinet IEC with 17 x 2.04 kWh battery modules |  |  | LITHIUM ION BATTERIES | Uninterruptible Power Supply (UPS) | Galaxy Lithium-ion Battery Systems | 66315 | 56367.75
LIBSESMG17UL | Galaxy Li-Ion Battery Cabinet UL with 17 x 2.04 kWh battery modules |  |  | LITHIUM ION BATTERIES | Uninterruptible Power Supply (UPS) | Galaxy Lithium-ion Battery Systems | 66315 | 56367.75
LIBSESMGCABUL | Galaxy Li-Ion Battery Cabinet UL for 2.04 kWh battery modules |  |  | LITHIUM ION BATTERIES | Uninterruptible Power Supply (UPS) | Galaxy Lithium-ion Battery Systems | 12680 | 10778
LIBSMG95ACCH | Li-Ion Battery 9540A - Accessories Hardware |  |  | BATT REPL 3PH | Uninterruptible Power Supply (UPS) | Galaxy Lithium-ion Battery Systems | 969 | 823.65
LIBSMG95MODA | Li-Ion Battery 9540A - Battery Module Type A |  |  | LITHIUM ION BATTERIES | Uninterruptible Power Supply (UPS) | Galaxy Lithium-ion Battery Systems | 2955 | 2511.75
LIBSMG95MODB | Li-Ion Battery 9540A - Battery Module Type B |  |  | LITHIUM ION BATTERIES | Uninterruptible Power Supply (UPS) | Galaxy Lithium-ion Battery Systems | 2955 | 2511.75
LIBSMG95RACKUL | Li-Ion Battery 9540A - Empty Rack Frame UL |  |  | BATT REPL 3PH | Uninterruptible Power Supply (UPS) | Galaxy Lithium-ion Battery Systems | 4430 | 3765.5
LIBSMG95SGUL | Li-Ion Battery 9540A - SwitchGear UL |  |  | BATT REPL 3PH | Uninterruptible Power Supply (UPS) | Galaxy Lithium-ion Battery Systems | 6120 | 5202
LIBSMG95SMPS | Li-Ion Battery 9540A - SMPS |  |  | LITHIUM ION BATTERIES | Uninterruptible Power Supply (UPS) | Galaxy Lithium-ion Battery Systems | 7145 | 6073.25
LIBSMG95SMPS1PH | Li-Ion Battery 9540A - SMPS (1-PHASE) |  |  | BATT REPL 3PH | Uninterruptible Power Supply (UPS) | Galaxy Lithium-ion Battery Systems | 2830 | 2405.5
LIBVIS8X100630IEC | Vision 2000mm LIB rack with 8 x 100Ah battery modules and 630A CBMS IEC |  |  | LITHIUM ION BATTERIES | Uninterruptible Power Supply (UPS) | Galaxy Lithium-ion Battery Systems | 65170 | 55394.5
LIBVIS10X100630IEC | Vision 2000mm LIB rack with 10 x 100Ah battery modules and 630A CBMS IEC |  |  | LITHIUM ION BATTERIES | Uninterruptible Power Supply (UPS) | Galaxy Lithium-ion Battery Systems | 77250 | 65662.5
LIBVISGBMS | Vision GBMS with LCD |  |  | LITHIUM ION BATTERIES | Uninterruptible Power Supply (UPS) | Galaxy Lithium-ion Battery Systems | 2725 | 2316.25
LIBVISTOPHAT | Vision LIB Tophat Option |  |  | LITHIUM ION BATTERIES | Uninterruptible Power Supply (UPS) | Galaxy Lithium-ion Battery Systems | 1725 | 1466.25
QBATG3H | Batteries, and Associated Parts Used with a Galaxy 300 |  |  | THIRD PARTY PROCUREMEN | Uninterruptible Power Supply (UPS) | Galaxy 300 | Call for Quote | Call for Quote
QBATG5T | Batteries and Associated Parts Used with a Galaxy 5000 |  |  | THIRD PARTY PROCUREMEN | Uninterruptible Power Supply (UPS) | Galaxy 5000 | Call for Quote | Call for Quote
QBATG35H | Batteries and Associated Parts Used with a Galaxy 3500 |  |  | THIRD PARTY PROCUREMEN | Uninterruptible Power Supply (UPS) | Galaxy 3500 | Call for Quote | Call for Quote
QBATMW | Batteries and Associated Parts Used with a Symmetra MW |  |  | THIRD PARTY PROCUREMEN | Uninterruptible Power Supply (UPS) | Symmetra MW | Call for Quote | Call for Quote
QBATPX | Batteries and Associated Parts Used with a Symmetra PX |  |  | THIRD PARTY PROCUREMEN | Uninterruptible Power Supply (UPS) | Symmetra PX | Call for Quote | Call for Quote
QLIBATGVX | LIthium Ion Battery Cabinet and associated parts used with a Galaxy VX |  |  | GALAXY VX 3PH UPS | Uninterruptible Power Supply (UPS) | Galaxy VX | Call for Quote | Call for Quote
QNSP | Non Standard Spare Parts - Power |  |  | SPARES 3PH | Uninterruptible Power Supply (UPS) | Spare Part Kits | Call for Quote | Call for Quote
SBP40KFC1M1 | APC 40KW 208V 1 MOD. 1 MAIN SERV. BYPASS PANEL | 208 3 PH |  | 3PH POWER DISTRIBUTION | Uninterruptible Power Supply (UPS) | Symmetra PX Accessories | 5030 | 4275.5
SY10K40F | Symmetra PX 10kW Scalable to 40kW N+1, 208V | 208 3 PH | 120 ,208 ,208 3 PH | SYMMETRA 3PH UPS | Uninterruptible Power Supply (UPS) | Symmetra PX | 33815 | 28742.75
SY10K100F | APC Symmetra PX 10kW Scalable to 100kW, 208V with Startup | 208 3 PH | 120 ,208 ,208 3 PH | SYMMETRA 3PH UPS | Uninterruptible Power Supply (UPS) | Symmetra PX | 45670 | 38819.5
SY16K48H-PD | APC Symmetra PX 16kW All-In-One, Scalable to 48kW, 400V | 400 3 PH | 230 ,400 3 PH | SYMMETRA 3PH UPS | Uninterruptible Power Supply (UPS) | Symmetra PX | 62760 | 53346
SY16K48H-PDNB | Symmetra PX 16kW All-In-One, Scalable to 48kW, without Batteries, 400V | 400 3 PH | 230 ,400 3 PH | SYMMETRA 3PH UPS | Uninterruptible Power Supply (UPS) | Symmetra PX | 38175 | 32448.75
SY20K40F | Symmetra PX 20kW Scalable to 40kW N+1, 208V | 208 3 PH | 120 ,208 ,208 3 PH | SYMMETRA 3PH UPS | Uninterruptible Power Supply (UPS) | Symmetra PX | 43250 | 36762.5
SY20K100F | APC Symmetra PX 20kW Scalable to 100kW, 208V with Startup | 208 3 PH | 120 ,208 ,208 3 PH | SYMMETRA 3PH UPS | Uninterruptible Power Supply (UPS) | Symmetra PX | 55360 | 47056
SY30K40F | Symmetra PX 30kW Scalable to 40kW N+1, 208V | 208 3 PH | 120 ,208 ,208 3 PH | SYMMETRA 3PH UPS | Uninterruptible Power Supply (UPS) | Symmetra PX | 52880 | 44948
SY30K100F | APC Symmetra PX 30kW Scalable to 100kW, 208V with Startup | 208 3 PH | 120 ,208 ,208 3 PH | SYMMETRA 3PH UPS | Uninterruptible Power Supply (UPS) | Symmetra PX | 64010 | 54408.5
SY32K48H-PD | APC Symmetra PX 32kW All-In-One, Scalable to 48kW, 400V | 400 3 PH | 230 ,400 3 PH | SYMMETRA 3PH UPS | Uninterruptible Power Supply (UPS) | Symmetra PX | 78170 | 66444.5
SY32K96H | Symmetra PX 32kW Scalable to 96kW, 400 V | 400 3 PH | 230 ,400 3 PH | SYMMETRA 3PH UPS | Uninterruptible Power Supply (UPS) | Symmetra PX | 84560 | 71876
SY32K96H-PD | APC Symmetra PX 32kW Scalable to 96kW 400V with Modular Power Distribution | 400 3 PH | 230 ,400 3 PH | SYMMETRA 3PH UPS | Uninterruptible Power Supply (UPS) | Symmetra PX | 112370 | 95514.5
SY32K160H | APC Symmetra PX 32kW Scalable to 160kW, 400V | 400 3 PH | 230 ,400 3 PH | SYMMETRA 3PH UPS | Uninterruptible Power Supply (UPS) | Symmetra PX | 87550 | 74417.5
SY32K160H-PD | APC Symmetra PX 32kW Scalable to 160kW, 400V w/ Integrated Modular Distribution | 400 3 PH | 230 ,400 3 PH | SYMMETRA 3PH UPS | Uninterruptible Power Supply (UPS) | Symmetra PX | 112370 | 95514.5
SY40K40F | Symmetra PX 40kW Scalable to 40kW N+1, 208V | 208 3 PH | 120 ,208 ,208 3 PH | SYMMETRA 3PH UPS | Uninterruptible Power Supply (UPS) | Symmetra PX | 62545 | 53163.25
SY40K100F | APC Symmetra PX 40kW Scalable to 100kW, 208V with Startup | 208 3 PH | 120 ,208 ,208 3 PH | SYMMETRA 3PH UPS | Uninterruptible Power Supply (UPS) | Symmetra PX | 72825 | 61901.25
SY40K100F-NB | Symmetra PX 40kW Scalable to 100kW, 208V with Startup, No Battery | 208 3 PH | 120 ,208 ,208 3 PH | SYMMETRA 3PH UPS | Uninterruptible Power Supply (UPS) | Symmetra PX | 41760 | 35496
SY48K48H-PD | APC Symmetra PX 48kW All-In-One, 400V | 400 3 PH | 230 ,400 3 PH | SYMMETRA 3PH UPS | Uninterruptible Power Supply (UPS) | Symmetra PX | 101550 | 86317.5
SY50K100F | APC Symmetra PX 50kW Scalable to 100kW, 208V with Startup | 208 3 PH | 120 ,208 ,208 3 PH | SYMMETRA 3PH UPS | Uninterruptible Power Supply (UPS) | Symmetra PX | 81690 | 69436.5
SY50K100F-NB | Symmetra PX 50kW Scalable to 100kW, 208V with Startup, No Battery | 208 3 PH | 120 ,208 ,208 3 PH | SYMMETRA 3PH UPS | Uninterruptible Power Supply (UPS) | Symmetra PX | 46530 | 39550.5
SY60K100F | APC Symmetra PX 60kW Scalable to 100kW, 208V with Startup | 208 3 PH | 120 ,208 ,208 3 PH | SYMMETRA 3PH UPS | Uninterruptible Power Supply (UPS) | Symmetra PX | 90605 | 77014.25
SY60K100F-NB | Symmetra PX 60kW Scalable to 100kW, 208V with Startup, No Battery | 208 3 PH | 120 ,208 ,208 3 PH | SYMMETRA 3PH UPS | Uninterruptible Power Supply (UPS) | Symmetra PX | 51305 | 43609.25
SY64K96H | APC Symmetra PX 64kW Scalable to 96kW, 400V | 400 3 PH | 230 ,400 3 PH | SYMMETRA 3PH UPS | Uninterruptible Power Supply (UPS) | Symmetra PX | 119710 | 101753.5
SY64K96H-PD | APC Symmetra PX 64kW Scalable to 96kW 400V with Modular Power Distribution | 400 3 PH | 230 ,400 3 PH | SYMMETRA 3PH UPS | Uninterruptible Power Supply (UPS) | Symmetra PX | 154260 | 131121
SY64K160H-PD | APC Symmetra PX 64kW Scalable to 160kW, 400V w/ Integrated Modular Distribution | 400 3 PH | 230 ,400 3 PH | SYMMETRA 3PH UPS | Uninterruptible Power Supply (UPS) | Symmetra PX | 154260 | 131121
SY70K100F | APC Symmetra PX 70kW Scalable to 100kW, 208V with Startup | 208 3 PH | 120 ,208 ,208 3 PH | SYMMETRA 3PH UPS | Uninterruptible Power Supply (UPS) | Symmetra PX | 99475 | 84553.75
SY70K100F-NB | Symmetra PX 70 kW Scalable to 100kW, 208V with Startup, No Battery | 208 3 PH | 120 ,208 ,208 3 PH | SYMMETRA 3PH UPS | Uninterruptible Power Supply (UPS) | Symmetra PX | 57205 | 48624.25
SY80K100F | APC Symmetra PX 80kW Scalable to 100kW, 208V with Startup | 208 3 PH | 120 ,208 ,208 3 PH | SYMMETRA 3PH UPS | Uninterruptible Power Supply (UPS) | Symmetra PX | 108380 | 92123
SY80K100F-NB | Symmetra PX 80kW Scalable to 100kW, 208V with Startup, No Battery | 208 3 PH | 120 ,208 ,208 3 PH | SYMMETRA 3PH UPS | Uninterruptible Power Supply (UPS) | Symmetra PX | 60855 | 51726.75
SY90K100F | APC Symmetra PX 90kW Scalable to 100kW, 208V with Startup | 208 3 PH | 120 ,208 ,208 3 PH | SYMMETRA 3PH UPS | Uninterruptible Power Supply (UPS) | Symmetra PX | 116100 | 98685
SY90K100F-NB | Symmetra PX 90kW Scalable to 100kW, 208V with Startup, No Battery | 208 3 PH | 120 ,208 ,208 3 PH | SYMMETRA 3PH UPS | Uninterruptible Power Supply (UPS) | Symmetra PX | 64805 | 55084.25
SY96K96H | APC Symmetra PX 96kW Scalable, 400V | 400 3 PH | 230 ,400 3 PH | SYMMETRA 3PH UPS | Uninterruptible Power Supply (UPS) | Symmetra PX | 155255 | 131966.75
SY96K96H-PD | APC Symmetra PX 96kW Scalable, 400V with Modular Power Distribution | 400 3 PH | 230 ,400 3 PH | SYMMETRA 3PH UPS | Uninterruptible Power Supply (UPS) | Symmetra PX | 194020 | 164917
SY96K160H-PD | APC Symmetra PX 96kW Scalable to 160kW, 400V w/ Integrated Modular Distribution | 400 3 PH | 230 ,400 3 PH | SYMMETRA 3PH UPS | Uninterruptible Power Supply (UPS) | Symmetra PX | 184335 | 156684.75
SY100K100F | APC Symmetra PX 100kW Scalable to 100kW, 208V with Startup | 208 3 PH | 120 ,208 ,208 3 PH | SYMMETRA 3PH UPS | Uninterruptible Power Supply (UPS) | Symmetra PX | 127445 | 108328.25
SY100K100F-NB | Symmetra PX 100kW Scalable to 100kW, 208V with Startup, No Battery | 208 3 PH | 120 ,208 ,208 3 PH | SYMMETRA 3PH UPS | Uninterruptible Power Supply (UPS) | Symmetra PX | 71425 | 60711.25
SY100K250D | APC Symmetra PX 100kW Scalable to 250kW without Maintenance Bypass or Distribution- Parallel Capable | 480 3 PH,400 3 PH | 480 3 PH ,400 3 PH | SYMMETRA 3PH UPS | Uninterruptible Power Supply (UPS) | Symmetra PX | 126835 | 107809.75
SY100K250DL-PD | APC Symmetra PX 100kW Scalable to 250kW with Maintenance Bypass Left & Distribution | 480 3 PH,400 3 PH | 480 3 PH ,400 3 PH | SYMMETRA 3PH UPS | Uninterruptible Power Supply (UPS) | Symmetra PX | 149000 | 126650
SY100K250DR-PD | APC Symmetra PX 100kW Scalable to 250kW with Right Mounted Maintenance Bypass and Distribution | 480 3 PH,400 3 PH | 480 3 PH ,400 3 PH | SYMMETRA 3PH UPS | Uninterruptible Power Supply (UPS) | Symmetra PX | 149000 | 126650
SY125K250D | APC Symmetra PX 125kW Scalable to 250kW without Maintenance Bypass or Distribution -Parallel Capable | 480 3 PH,400 3 PH | 480 3 PH ,400 3 PH | SYMMETRA 3PH UPS | Uninterruptible Power Supply (UPS) | Symmetra PX | 143880 | 122298
SY125K250D-NB | APC Symmetra PX 125kW Scalable to 250kW without Bypass, Distribution or batteries -Parallel Capable | 480 3 PH,400 3 PH | 480 3 PH ,400 3 PH | SYMMETRA 3PH UPS | Uninterruptible Power Supply (UPS) | Symmetra PX | 86055 | 73146.75
SY125K250DL-PD | APC Symmetra PX 125kW Scalable to 250kW with Left Mounted Maintenance Bypass and Distribution | 480 3 PH,400 3 PH | 480 3 PH ,400 3 PH | SYMMETRA 3PH UPS | Uninterruptible Power Supply (UPS) | Symmetra PX | 166480 | 141508
SY125K250DL-PDNB | APC Symmetra PX 125kW Scalable to 250kW with Maintenance Bypass Left, Distribution & No Batteries | 400 3 PH,480 3 PH | 400 3 PH ,480 3 PH | SYMMETRA 3PH UPS | Uninterruptible Power Supply (UPS) | Symmetra PX | 107540 | 91409
SY125K250DR-PD | APC Symmetra PX 125kW Scalable to 250kW with Right Mounted Maintenance Bypass and Distribution | 480 3 PH,400 3 PH | 480 3 PH ,400 3 PH | SYMMETRA 3PH UPS | Uninterruptible Power Supply (UPS) | Symmetra PX | 166480 | 141508
SY125K250DR-PDNB | APC Symmetra PX 125kW Scalable to 250kW with Maintenance Bypass and Distribution, No Batteries | 480 3 PH,400 3 PH | 480 3 PH ,400 3 PH | SYMMETRA 3PH UPS | Uninterruptible Power Supply (UPS) | Symmetra PX | 107540 | 91409
SY125K500D | APC Symmetra PX 125kW Scalable to 500kW without Maintenance Bypass & Distribution -Parallel Capable | 480 3 PH,400 3 PH | 480 3 PH ,400 3 PH | SYMMETRA 3PH UPS | Uninterruptible Power Supply (UPS) | Symmetra PX | 151280 | 128588
SY125K500D-NB | APC Symmetra PX 125kW Scalable to 500kW without Bypass, Distribution or Batteries -Parallel Capable | 480 3 PH,400 3 PH | 480 3 PH ,400 3 PH | SYMMETRA 3PH UPS | Uninterruptible Power Supply (UPS) | Symmetra PX | 95700 | 81345
SY125K500DL-PD | APC Symmetra PX 125kW Scalable to 500kW with Maintenance Bypass Left & Distribution | 400 3 PH,480 3 PH | 400 3 PH ,480 3 PH | SYMMETRA 3PH UPS | Uninterruptible Power Supply (UPS) | Symmetra PX | 174650 | 148452.5
SY125K500DL-PDNB | APC Symmetra PX 125kW Scalable to 500kW with Maintenance Bypass Left, Distribution & No Batteries | 480 3 PH | 400 3 PH ,480 3 PH | SYMMETRA 3PH UPS | Uninterruptible Power Supply (UPS) | Symmetra PX | 115585 | 98247.25
SY125K500DR-PD | APC Symmetra PX 125kW Scalable to 500kW with Right Mounted Maintenance Bypass and Distribution | 480 3 PH,400 3 PH | 480 3 PH ,400 3 PH | SYMMETRA 3PH UPS | Uninterruptible Power Supply (UPS) | Symmetra PX | 174650 | 148452.5
SY125K500DR-PDNB | APC Symmetra PX 125kW Scalable to 500kW with Maintenance Bypass and Distribution, No Batteries | 480 3 PH,400 3 PH | 480 3 PH ,400 3 PH | SYMMETRA 3PH UPS | Uninterruptible Power Supply (UPS) | Symmetra PX | 111640 | 94894
SY150K250D | APC Symmetra PX 150kW Scalable to 250kW without Maintenance Bypass or Distribution -Parallel Capable | 480 3 PH,400 3 PH | 480 3 PH ,400 3 PH | SYMMETRA 3PH UPS | Uninterruptible Power Supply (UPS) | Symmetra PX | 179675 | 152723.75
SY150K250DL-PD | APC Symmetra PX 150kW Scalable to 250kW with Maintenance Bypass Left & Distribution | 480 3 PH,400 3 PH | 480 3 PH ,400 3 PH | SYMMETRA 3PH UPS | Uninterruptible Power Supply (UPS) | Symmetra PX | 202920 | 172482
SY150K250DR-PD | APC Symmetra PX 150kW Scalable to 250kW with Right Mounted Maintenance Bypass and Distribution | 480 3 PH,400 3 PH | 480 3 PH ,400 3 PH | SYMMETRA 3PH UPS | Uninterruptible Power Supply (UPS) | Symmetra PX | 202920 | 172482
SY200K250D | APC Symmetra PX 200kW Scalable to 250kW without Maintenance Bypass or Distribution -Parallel Capable | 480 3 PH,400 3 PH | 480 3 PH ,400 3 PH | SYMMETRA 3PH UPS | Uninterruptible Power Supply (UPS) | Symmetra PX | 216415 | 183952.75
SY200K250DL-PD | APC Symmetra PX 200kW Scalable to 250kW with Maintenance Bypass Left & Distribution | 480 3 PH,400 3 PH | 480 3 PH ,400 3 PH | SYMMETRA 3PH UPS | Uninterruptible Power Supply (UPS) | Symmetra PX | 242290 | 205946.5
SY200K250DR-PD | APC Symmetra PX 200kW Scalable to 250kW with Right Mounted Maintenance Bypass and Distribution | 480 3 PH,400 3 PH | 480 3 PH ,400 3 PH | SYMMETRA 3PH UPS | Uninterruptible Power Supply (UPS) | Symmetra PX | 242290 | 205946.5
SY250K500D | APC Symmetra PX 250kW Scalable to 500kW without Maintenance Bypass or Distribution -Parallel Capable | 480 3 PH,400 3 PH | 480 3 PH ,400 3 PH | SYMMETRA 3PH UPS | Uninterruptible Power Supply (UPS) | Symmetra PX | 262840 | 223414
SY250K500DL-PD | APC Symmetra PX 250kW Scalable to 500kW with Left Mounted Maintenance Bypass and Distribution | 480 3 PH,400 3 PH | 480 3 PH ,400 3 PH | SYMMETRA 3PH UPS | Uninterruptible Power Supply (UPS) | Symmetra PX | 290170 | 246644.5
SY250K500DR-PD | APC Symmetra PX 250kW Scalable to 500kW with Right Mounted Maintenance Bypass and Distribution | 480 3 PH,400 3 PH | 480 3 PH ,400 3 PH | SYMMETRA 3PH UPS | Uninterruptible Power Supply (UPS) | Symmetra PX | 290170 | 246644.5
SY300K500D | APC Symmetra PX 300kW Scalable to 500kW without Maintenance Bypass or Distribution -Parallel Capable | 480 3 PH,400 3 PH | 480 3 PH ,400 3 PH | SYMMETRA 3PH UPS | Uninterruptible Power Supply (UPS) | Symmetra PX | 322180 | 273853
SY300K500DL-PD | APC Symmetra PX 300kW Scalable to 500kW with Maintenance Bypass Left & Distribution | 480 3 PH,400 3 PH | 480 3 PH ,400 3 PH | SYMMETRA 3PH UPS | Uninterruptible Power Supply (UPS) | Symmetra PX | 351380 | 298673
SY300K500DR-PD | APC Symmetra PX 300kW Scalable to 500kW with Right Mounted Maintenance Bypass and Distribution | 480 3 PH,400 3 PH | 480 3 PH ,400 3 PH | SYMMETRA 3PH UPS | Uninterruptible Power Supply (UPS) | Symmetra PX | 351380 | 298673
SY400K400G-SPL1 | APC Symmetra MW 400KW 480V Spare Part Kit Level 1 |  |  | RISK KITS | Uninterruptible Power Supply (UPS) | Symmetra MW Accessories | 12490 | 10616.5
SY400K400G-SPL2 | APC Symmetra MW 400KW 480V Spare Part Kit Level 2 |  |  | RISK KITS | Uninterruptible Power Supply (UPS) | Symmetra MW Accessories | 45480 | 38658
SY400K400G-SPL3 | APC Symmetra MW 400KW 480V Spare Part Kit Level 3 |  |  | RISK KITS | Uninterruptible Power Supply (UPS) | Symmetra MW Accessories | 87540 | 74409
SY400K400G-SPL4 | APC Symmetra MW 400KW 480V Spare Part Kit Level 4 |  |  | RISK KITS | Uninterruptible Power Supply (UPS) | Symmetra MW Accessories | 210100 | 178585
SY400K400H-SPL1 | APC Symmetra MW 400KW 400V Spare Part Kit Level 1 |  |  | RISK KITS | Uninterruptible Power Supply (UPS) | Symmetra MW Accessories | 11185 | 9507.25
SY400K400H-SPL2 | APC Symmetra MW 400KW 400V Spare Part Kit Level 2 |  |  | RISK KITS | Uninterruptible Power Supply (UPS) | Symmetra MW Accessories | 23120 | 19652
SY400K400H-SPL3 | APC Symmetra MW 400KW 400V Spare Part Kit Level 3 |  |  | RISK KITS | Uninterruptible Power Supply (UPS) | Symmetra MW Accessories | 62100 | 52785
SY400K400H-SPL4 | APC Symmetra MW 400KW 400V Spare Part Kit Level 4 |  |  | RISK KITS | Uninterruptible Power Supply (UPS) | Symmetra MW Accessories | 133965 | 113870.25
SY400K500D | APC Symmetra PX 400kW Scalable to 500kW without Maintenance Bypass or Distribution -Parallel Capable | 480 3 PH,400 3 PH | 480 3 PH ,400 3 PH | SYMMETRA 3PH UPS | Uninterruptible Power Supply (UPS) | Symmetra PX | 412185 | 350357.25
SY400K500DL-PD | APC Symmetra PX 400kW Scalable to 500kW with Maintenance Bypass Left & Distribution | 480 3 PH,400 3 PH | 480 3 PH ,400 3 PH | SYMMETRA 3PH UPS | Uninterruptible Power Supply (UPS) | Symmetra PX | 444615 | 377922.75
SY400K500DR-PD | APC Symmetra PX 400kW Scalable to 500kW with Right Mounted Maintenance Bypass and Distribution | 480 3 PH,400 3 PH | 480 3 PH ,400 3 PH | SYMMETRA 3PH UPS | Uninterruptible Power Supply (UPS) | Symmetra PX | 444615 | 377922.75
SY500K500D | APC Symmetra PX 500kW Scalable to 500kW without Maintenance Bypass or Distribution -Parallel Capable | 480 3 PH,400 3 PH | 480 3 PH ,400 3 PH | SYMMETRA 3PH UPS | Uninterruptible Power Supply (UPS) | Symmetra PX | 479605 | 407664.25
SY500K500DL-PD | APC Symmetra PX 500kW Scalable to 500kW with Maintenance Bypass Left & Distribution | 480 3 PH,400 3 PH | 480 3 PH ,400 3 PH | SYMMETRA 3PH UPS | Uninterruptible Power Supply (UPS) | Symmetra PX | 513895 | 436810.75
SY500K500DR-PD | APC Symmetra PX 500kW Scalable to 500kW with Right Mounted Maintenance Bypass and Distribution | 480 3 PH,400 3 PH | 480 3 PH ,400 3 PH | SYMMETRA 3PH UPS | Uninterruptible Power Supply (UPS) | Symmetra PX | 513895 | 436810.75
SY600K600G-SPL1 | APC Symmetra MW 600KW 480V Spare Part Kit Level 1 |  |  | RISK KITS | Uninterruptible Power Supply (UPS) | Symmetra MW Accessories | 13320 | 11322
SY600K600G-SPL2 | APC Symmetra MW 600KW 480V Spare Part Kit Level 2 |  |  | RISK KITS | Uninterruptible Power Supply (UPS) | Symmetra MW Accessories | 46875 | 39843.75
SY600K600G-SPL3 | APC Symmetra MW 600KW 480V Spare Part Kit Level 3 |  |  | RISK KITS | Uninterruptible Power Supply (UPS) | Symmetra MW Accessories | 88935 | 75594.75
SY600K600G-SPL4 | APC Symmetra MW 600KW 480V Spare Part Kit Level 4 |  |  | RISK KITS | Uninterruptible Power Supply (UPS) | Symmetra MW Accessories | 211495 | 179770.75
SY600K600H-SPL1 | APC Symmetra MW 600KW 400V Spare Part Kit Level 1 |  |  | RISK KITS | Uninterruptible Power Supply (UPS) | Symmetra MW Accessories | 12005 | 10204.25
SY600K600H-SPL2 | APC Symmetra MW 600KW 400V Spare Part Kit Level 2 |  |  | RISK KITS | Uninterruptible Power Supply (UPS) | Symmetra MW Accessories | 22595 | 19205.75
SY600K600H-SPL3 | APC Symmetra MW 600KW 400V Spare Part Kit Level 3 |  |  | RISK KITS | Uninterruptible Power Supply (UPS) | Symmetra MW Accessories | 62010 | 52708.5
SY600K600H-SPL4 | APC Symmetra MW 600KW 400V Spare Part Kit Level 4 |  |  | RISK KITS | Uninterruptible Power Supply (UPS) | Symmetra MW Accessories | 133875 | 113793.75
SY800K800G-SPL1 | APC Symmetra MW 800KW 480V Spare Part Kit Level 1 |  |  | RISK KITS | Uninterruptible Power Supply (UPS) | Symmetra MW Accessories | 14255 | 12116.75
SY800K800G-SPL2 | APC Symmetra MW 800KW 480V Spare Part Kit Level 2 |  |  | RISK KITS | Uninterruptible Power Supply (UPS) | Symmetra MW Accessories | 75445 | 64128.25
SY800K800G-SPL3 | APC Symmetra MW 800KW 480V Spare Part Kit Level 3 |  |  | RISK KITS | Uninterruptible Power Supply (UPS) | Symmetra MW Accessories | 123295 | 104800.75
SY800K800G-SPL4 | APC Symmetra MW 800kW 480V Spare Part Kit Level 4 |  |  | RISK KITS | Uninterruptible Power Supply (UPS) | Symmetra MW Accessories | 166085 | 141172.25
SY800K800H-SPL1 | APC Symmetra MW 800kW 400V Spare Part Kit Level 1 |  |  | RISK KITS | Uninterruptible Power Supply (UPS) | Symmetra MW Accessories | 12950 | 11007.5
SY800K800H-SPL2 | APC Symmetra MW 800kW 400V Spare Part Kit Level 2 |  |  | RISK KITS | Uninterruptible Power Supply (UPS) | Symmetra MW Accessories | 29985 | 25487.25
SY800K800H-SPL3 | APC Symmetra MW 800kW 400V Spare Part Kit Level 3 |  |  | RISK KITS | Uninterruptible Power Supply (UPS) | Symmetra MW Accessories | 69300 | 58905
SY800K800H-SPL4 | APC Symmetra MW 800kW 400V Spare Part Kit Level 4 |  |  | RISK KITS | Uninterruptible Power Supply (UPS) | Symmetra MW Accessories | 118070 | 100359.5
SY1000K1000G-SPL1 | APC Symmetra MW 1000KW 480V Spare Part Kit Level 1 |  |  | RISK KITS | Uninterruptible Power Supply (UPS) | Symmetra MW Accessories | 13740 | 11679
SY1000K1000G-SPL2 | APC Symmetra MW 1000KW 480V Spare Part Kit Level 2 |  |  | RISK KITS | Uninterruptible Power Supply (UPS) | Symmetra MW Accessories | 48620 | 41327
SY1000K1000G-SPL3 | APC Symmetra MW 1000KW 480V Spare Part Kit Level 3 |  |  | RISK KITS | Uninterruptible Power Supply (UPS) | Symmetra MW Accessories | 99345 | 84443.25
SY1000K1000G-SPL4 | APC Symmetra MW 1000KW 480V Spare Part Kit Level 4 |  |  | RISK KITS | Uninterruptible Power Supply (UPS) | Symmetra MW Accessories | 151995 | 129195.75
SY1000K1000H-SPL1 | APC Symmetra MW 1000kW 400V Spare Part Kit Level 1 |  |  | RISK KITS | Uninterruptible Power Supply (UPS) | Symmetra MW Accessories | 12425 | 10561.25
SY1000K1000H-SPL2 | APC Symmetra MW 1000kW 400V Spare Part Kit Level 2 |  |  | RISK KITS | Uninterruptible Power Supply (UPS) | Symmetra MW Accessories | 37210 | 31628.5
SY1000K1000H-SPL3 | APC Symmetra MW 1000kW 400V Spare Part Kit Level 3 |  |  | RISK KITS | Uninterruptible Power Supply (UPS) | Symmetra MW Accessories | 73290 | 62296.5
SY1000K1000H-SPL4 | APC Symmetra MW 1000kW 400V Spare Part Kit Level 4 |  |  | RISK KITS | Uninterruptible Power Supply (UPS) | Symmetra MW Accessories | 136960 | 116416
SY1200K1200G-SPL1 | APC Symmetra MW 1200KW 480V Spare Part Kit Level 1 |  |  | RISK KITS | Uninterruptible Power Supply (UPS) | Symmetra MW Accessories | 13900 | 11815
SY1200K1200G-SPL2 | APC Symmetra MW 1200KW 480V Spare Part Kit Level 2 |  |  | RISK KITS | Uninterruptible Power Supply (UPS) | Symmetra MW Accessories | 61095 | 51930.75
SY1200K1200G-SPL3 | APC Symmetra MW 1200KW 480V Spare Part Kit Level 3 |  |  | RISK KITS | Uninterruptible Power Supply (UPS) | Symmetra MW Accessories | 106240 | 90304
SY1200K1200G-SPL4 | APC Symmetra MW 1200KW 480V Spare Part Kit Level 4 |  |  | RISK KITS | Uninterruptible Power Supply (UPS) | Symmetra MW Accessories | 164585 | 139897.25
SY1200K1200H-SPL1 | APC Symmetra MW 1200KW 400V Spare Part Kit Level 1 |  |  | RISK KITS | Uninterruptible Power Supply (UPS) | Symmetra MW Accessories | 13625 | 11581.25
SY1200K1200H-SPL2 | APC Symmetra MW 1200KW 400V Spare Part Kit Level 2 |  |  | RISK KITS | Uninterruptible Power Supply (UPS) | Symmetra MW Accessories | 28935 | 24594.75
SY1200K1200H-SPL3 | APC Symmetra MW 1200KW 400V Spare Part Kit Level 3 |  |  | RISK KITS | Uninterruptible Power Supply (UPS) | Symmetra MW Accessories | 63605 | 54064.25
SY1200K1200H-SPL4 | APC Symmetra MW 1200KW 400V Spare Part Kit Level 4 |  |  | RISK KITS | Uninterruptible Power Supply (UPS) | Symmetra MW Accessories | 124930 | 106190.5
SY1400K1400G-SPL1 | APC Symmetra MW 1400KW 480V Spare Part Kit Level 1 |  |  | RISK KITS | Uninterruptible Power Supply (UPS) | Symmetra MW Accessories | 13750 | 11687.5
SY1400K1400G-SPL2 | APC Symmetra MW 1400KW 480V Spare Part Kit Level 2 |  |  | RISK KITS | Uninterruptible Power Supply (UPS) | Symmetra MW Accessories | 61490 | 52266.5
SY1400K1400G-SPL3 | APC Symmetra MW 1400KW 480V Spare Part Kit Level 3 |  |  | RISK KITS | Uninterruptible Power Supply (UPS) | Symmetra MW Accessories | 109340 | 92939
SY1400K1400G-SPL4 | APC Symmetra MW 1400KW 480V Spare Part Kit Level 4 |  |  | RISK KITS | Uninterruptible Power Supply (UPS) | Symmetra MW Accessories | 166065 | 141155.25
SY1400K1400H-SPL1 | APC Symmetra MW 1400KW 400V Spare Part Kit Level 1 |  |  | RISK KITS | Uninterruptible Power Supply (UPS) | Symmetra MW Accessories | 13485 | 11462.25
SY1400K1400H-SPL2 | APC Symmetra MW 1400KW 400V Spare Part Kit Level 2 |  |  | RISK KITS | Uninterruptible Power Supply (UPS) | Symmetra MW Accessories | 31380 | 26673
SY1400K1400H-SPL3 | APC Symmetra MW 1400KW 400V Spare Part Kit Level 3 |  |  | RISK KITS | Uninterruptible Power Supply (UPS) | Symmetra MW Accessories | 68520 | 58242
SY1400K1400H-SPL4 | APC Symmetra MW 1400KW 400V Spare Part Kit Level 4 |  |  | RISK KITS | Uninterruptible Power Supply (UPS) | Symmetra MW Accessories | 129415 | 110002.75
SY1600K1600G-SPL1 | APC Symmetra MW 1600KW 480V Spare Part Kit Level 1 |  |  | RISK KITS | Uninterruptible Power Supply (UPS) | Symmetra MW Accessories | 14110 | 11993.5
SY1600K1600G-SPL2 | APC Symmetra MW 1600KW 480V Spare Part Kit Level 2 |  |  | RISK KITS | Uninterruptible Power Supply (UPS) | Symmetra MW Accessories | 58005 | 49304.25
SY1600K1600G-SPL3 | APC Symmetra MW 1600KW 480V Spare Part Kit Level 3 |  |  | RISK KITS | Uninterruptible Power Supply (UPS) | Symmetra MW Accessories | 108575 | 92288.75
SY1600K1600G-SPL4 | APC Symmetra MW 1600KW 480V Spare Part Kit Level 4 |  |  | RISK KITS | Uninterruptible Power Supply (UPS) | Symmetra MW Accessories | 162565 | 138180.25
SY1600K1600H-SPL1 | APC Symmetra MW 1600KW 400V Spare Part Kit Level 1 |  |  | RISK KITS | Uninterruptible Power Supply (UPS) | Symmetra MW Accessories | 13855 | 11776.75
SY1600K1600H-SPL2 | APC Symmetra MW 1600KW 400V Spare Part Kit Level 2 |  |  | RISK KITS | Uninterruptible Power Supply (UPS) | Symmetra MW Accessories | 34050 | 28942.5
SY1600K1600H-SPL3 | APC Symmetra MW 1600KW 400V Spare Part Kit Level 3 |  |  | RISK KITS | Uninterruptible Power Supply (UPS) | Symmetra MW Accessories | 68740 | 58429
SY1600K1600H-SPL4 | APC Symmetra MW 1600KW 400V Spare Part Kit Level 4 |  |  | RISK KITS | Uninterruptible Power Supply (UPS) | Symmetra MW Accessories | 129615 | 110172.75
SYBFF | APC Symmetra PX 500kW Bottom Feed Frame for 500kW Dual Mains Configs | 480 3 PH,400 3 PH |  | SYMMETRA 3PH UPS | Uninterruptible Power Supply (UPS) | Symmetra PX Accessories | 8160 | 6936
SYBFXR8 | APC Symmetra PX 250/500kW Battery Enclosure for up to 8 Battery Modules |  |  | SYMMETRA 3PH UPS | Uninterruptible Power Supply (UPS) | Symmetra PX | 19960 | 16966
SYBFXR8S | APC Symmetra PX 250/500kW Battery Enclosure for up to 8 Battery Modules & Start Up |  |  | SYMMETRA 3PH UPS | Uninterruptible Power Supply (UPS) | Symmetra PX | 20115 | 17097.75
SYBSC250K500 | APC Symmetra PX250/500kW Batt. enclosure sidecar for remote battery solution with 500A fuse kit | 480 3 PH,400 3 PH |  | SYMMETRA 3PH UPS | Uninterruptible Power Supply (UPS) | Symmetra PX Accessories | 9265 | 7875.25
SYCF40KF | SYMMETRA PX 40KW FRAME, 208V | 208 | 208 3 PH | SYMMETRA 3PH UPS | Uninterruptible Power Supply (UPS) | Symmetra PX | 24480 | 20808
SYCF48KH | APC Symmetra PX 48kW All-In-One Frame, 400V | 400 3 PH | 400 3 PH | SYMMETRA 3PH UPS | Uninterruptible Power Supply (UPS) | Symmetra PX | 47485 | 40362.25
SYCF100KF | APC Symmetra PX 100kW Power Frame, 208V | 208 3 PH | 208 3 PH | SYMMETRA 3PH UPS | Uninterruptible Power Supply (UPS) | Symmetra PX | 42985 | 36537.25
SYCF160KH | APC Symmetra PX Frame 160kW 400V | 400 3 PH | 230 ,400 3 PH | SYMMETRA 3PH UPS | Uninterruptible Power Supply (UPS) | Symmetra PX | 33540 | 28509
SYCFXR9 | APC Symmetra PX Battery Frame for 400V PX 96/160kW & 208V PX 100kW for 9 Battery Modules |  |  | SYMMETRA 3PH UPS | Uninterruptible Power Supply (UPS) | Symmetra PX | 14770 | 12554.5
SYCFXR9-9 | APC Symmetra PX Battery Frame for 400V PX 96/160kW & 208V PX 100kW with 9 Battery Modules & Startup |  |  | SYMMETRA 3PH UPS | Uninterruptible Power Supply (UPS) | Symmetra PX | 51030 | 43375.5
SYCFXR9-S | APC Symmetra PX Battery Frame for 400V PX 96/160kW & 208V PX 100kW for 9 Battery Modules & Startup |  |  | SYMMETRA 3PH UPS | Uninterruptible Power Supply (UPS) | Symmetra PX | 17045 | 14488.25
SYIOF500KD | APC Symmetra PX 250/500kW IO Frame, 400/480V | 480 3 PH,400 3 PH | 480 3 PH ,400 3 PH | SYMMETRA 3PH UPS | Uninterruptible Power Supply (UPS) | Symmetra PX | 24595 | 20905.75
SYIOF500KMBL | APC Symmetra PX 250/500kW IO Frame with Left Mounted Maintenance Bypass and Distribution, 400/480V | 480 3 PH,400 3 PH | 480 3 PH ,400 3 PH | SYMMETRA 3PH UPS | Uninterruptible Power Supply (UPS) | Symmetra PX | 43620 | 37077
SYIOF500KMBR | APC Symmetra PX 250/500kW IO Frame with Right Mounted Maintenance Bypass and Distribution 400/480V | 480 3 PH,400 3 PH | 480 3 PH ,400 3 PH | SYMMETRA 3PH UPS | Uninterruptible Power Supply (UPS) | Symmetra PX | 36350 | 30897.5
SYMBP100F | Symmetra PX 100 Maintenance Bypass Panel, 208V | 208 3 PH | 208 3 PH | SYMMETRA 3PH UPS | Uninterruptible Power Supply (UPS) | Symmetra PX | 13945 | 11853.25
SYOPT003 | APC Symmetra PX 250kW Battery Breaker Enclosure Fuse Kit 500A |  |  | SYMMETRA 3PH UPS | Uninterruptible Power Supply (UPS) | Symmetra PX Accessories | 1310 | 1113.5
SYOPT004 | APC Symmetra PX 500kW Battery Breaker Enclosure Fuse Kit 1000A |  |  | SYMMETRA 3PH UPS | Uninterruptible Power Supply (UPS) | Symmetra PX Accessories | 1710 | 1453.5
SYOPT005 | APC Symmetra PX 250/500 Air Filter |  |  | SYMMETRA 3PH UPS | Uninterruptible Power Supply (UPS) | Symmetra PX Accessories | 704 | 598.4
SYOPT007 | APC Symmetra PX250/500 Third Party Switchgear Kit |  |  | SYMMETRA 3PH UPS | Uninterruptible Power Supply (UPS) | Symmetra PX Accessories | 1785 | 1517.25
SYOPT009 | Seismic Kit for 600mm Symmetra PX Battery Cabinets |  |  | SYMMETRA 3PH UPS | Uninterruptible Power Supply (UPS) | Symmetra PX Accessories | 245 | 208.25
SYOPT014 | Seismic Kit for Symmetra PX 20 Batteries |  |  | SYMMETRA 3PH UPS | Uninterruptible Power Supply (UPS) | Symmetra PX Accessories | 408 | 346.8
SYOPT015 | Seismic Kit for Symmetra PX 20 and 40/60kVA InfraStruxure PDUs |  |  | SYMMETRA 3PH UPS | Uninterruptible Power Supply (UPS) | Symmetra PX Accessories | 57 | 48.45
SYOPT300 | Seismic Kit for 300mm Symmetra PX 100, Symmetra PX 250/500, and Modular PDU Frames |  |  | SYMMETRA 3PH UPS | Uninterruptible Power Supply (UPS) | Symmetra PX Accessories | 259 | 220.15
SYOPT600 | Seismic Kit for 600mm Symmetra PX 100 and Symmetra PX 250/500 Frames |  |  | SYMMETRA 3PH UPS | Uninterruptible Power Supply (UPS) | Symmetra PX Accessories | 518 | 440.3
SYOPT750 | Seismic Kit for 750mm Symmetra PX 250/500 Frames |  |  | SYMMETRA 3PH UPS | Uninterruptible Power Supply (UPS) | Symmetra PX Accessories | 639 | 543.15
SYPF250KD | APC Symmetra PX 250kW Power Module Frame, 400/480V | 480 3 PH,400 3 PH | 480 3 PH ,400 3 PH | SYMMETRA 3PH UPS | Uninterruptible Power Supply (UPS) | Symmetra PX | 12045 | 10238.25
SYPXCCQ | Adapted Connection Cabinets and associated parts used with a Symmetra PX |  |  | SYMMETRA 3PH UPS | Uninterruptible Power Supply (UPS) | Symmetra PX Accessories | Call for Quote | Call for Quote
SYSW80KF | Symmetra PX 80kW Static Switch Module, 208V | 208 3 PH | 120 ,208 ,208 3 PH | SYMMETRA 3PH UPS | Uninterruptible Power Supply (UPS) | Symmetra PX Accessories | 9055 | 7696.75
SYSW250KD | APC Symmetra PX 250kW Static Switch Module, 400/480V | 480 3 PH,400 3 PH | 480 3 PH ,400 3 PH | SPARES 3PH | Uninterruptible Power Supply (UPS) | Symmetra PX | 10755 | 9141.75
SYSW500KD | APC Symmetra PX 500kW Static Switch Module, 400/480V | 480 3 PH,400 3 PH | 480 3 PH ,400 3 PH | SPARES 3PH | Uninterruptible Power Supply (UPS) | Symmetra PX Accessories | 13395 | 11385.75
SYSW1000KG-SPL1 | APC Symmetra MW 1000kW 480V Static Switch Spare Part Kit Level 1 |  |  | RISK KITS | Uninterruptible Power Supply (UPS) | Symmetra MW Accessories | 22000 | 18700
SYSW1000KG-SPL2 | APC Symmetra MW 1000kW 480V Static Switch Spare Part Kit Level 2 |  |  | RISK KITS | Uninterruptible Power Supply (UPS) | Symmetra MW Accessories | 96795 | 82275.75
SYSW1000KH-SPL1 | APC Symmetra MW 1000kW 400V Static Switch Spare Part Kit Level 1 |  |  | RISK KITS | Uninterruptible Power Supply (UPS) | Symmetra MW Accessories | 33085 | 28122.25
SYSW1000KH-SPL2 | APC Symmetra MW 1000kW 400V Static Switch Spare Part Kit Level 2 |  |  | RISK KITS | Uninterruptible Power Supply (UPS) | Symmetra MW Accessories | 106185 | 90257.25
SYSW2000KG-SPL1 | APC Symmetra MW 2000kW 480V Static Switch Spare Part Kit Level 1 |  |  | RISK KITS | Uninterruptible Power Supply (UPS) | Symmetra MW Accessories | 25065 | 21305.25
SYSW2000KG-SPL2 | APC Symmetra MW 2000kW 480V Static Switch Spare Part Kit Level 2 |  |  | RISK KITS | Uninterruptible Power Supply (UPS) | Symmetra MW Accessories | 37360 | 31756
SYSW2000KH-SPL1 | APC Symmetra MW 2000kW 400V Static Switch Spare Part Kit Level 1 |  |  | RISK KITS | Uninterruptible Power Supply (UPS) | Symmetra MW Accessories | 54495 | 46320.75
SYSW2000KH-SPL2 | APC Symmetra MW 2000kW 400V Static Switch Spare Part Kit Level 2 |  |  | RISK KITS | Uninterruptible Power Supply (UPS) | Symmetra MW Accessories | 75350 | 64047.5
SYSW4000KG-SPL1 | APC Symmetra MW 4000KW 480V Static Switch Spare Part Kit Level 1 |  |  | RISK KITS | Uninterruptible Power Supply (UPS) | Symmetra MW Accessories | 19705 | 16749.25
SYSW4000KG-SPL2 | APC Symmetra MW 4000KW 480V Static Switch Spare Part Kit Level 2 |  |  | RISK KITS | Uninterruptible Power Supply (UPS) | Symmetra MW Accessories | 41435 | 35219.75
SYSW4000KH-SPL1 | APC Symmetra MW 4000KW 400V Static Switch Spare Part Kit Level 1 |  |  | RISK KITS | Uninterruptible Power Supply (UPS) | Symmetra MW Accessories | 54655 | 46456.75
SYSW4000KH-SPL2 | APC Symmetra MW 4000KW 400V Static Switch Spare Part Kit Level 2 |  |  | RISK KITS | Uninterruptible Power Supply (UPS) | Symmetra MW Accessories | 75500 | 64175
SYWMBP96K160H2 | APC Symmetra PX 96/160KW Value Wall-mounted Maintenance Bypass Panel, 400V |  |  | SYMMETRA 3PH UPS | Uninterruptible Power Supply (UPS) | Symmetra PX | 7245 | 6158.25
TMRG5T | MGE GALAXY 5000 TRANSVERSE OPTIONS |  |  | OPT MID RANGE 3PH UPS | Uninterruptible Power Supply (UPS) | Galaxy 5000 | Call for Quote | Call for Quote
W3MUPS60KH-SPL1 | Support Set Spare parts Level 1 |  |  | RISK KITS | Uninterruptible Power Supply (UPS) | Easy UPS 3M | 1930 | 1640.5
W3MUPS60KH-SPL2 | Comprehensive Parts Spare parts Level 2 |  |  | RISK KITS | Uninterruptible Power Supply (UPS) | Easy UPS 3M | 19530 | 16600.5
W3MUPS60KHB-SPL1 | Support Set Spare parts Level 1 |  |  | RISK KITS | Uninterruptible Power Supply (UPS) | Easy UPS 3M | 1940 | 1649
W3MUPS60KHB-SPL2 | Comprehensive Parts Spare parts Level 2 |  |  | RISK KITS | Uninterruptible Power Supply (UPS) | Easy UPS 3M | 19540 | 16609
W3MUPS80KH-SPL1 | Support Set Spare parts Level 1 |  |  | RISK KITS | Uninterruptible Power Supply (UPS) | Easy UPS 3M | 2445 | 2078.25
W3MUPS80KH-SPL2 | Comprehensive Parts Spare parts Level 2 |  |  | RISK KITS | Uninterruptible Power Supply (UPS) | Easy UPS 3M | 15970 | 13574.5
W3MUPS80KHB-SPL1 | Support Set Spare parts Level 1 |  |  | RISK KITS | Uninterruptible Power Supply (UPS) | Easy UPS 3M | 2455 | 2086.75
W3MUPS80KHB-SPL2 | Comprehensive Parts Spare parts Level 2 |  |  | RISK KITS | Uninterruptible Power Supply (UPS) | Easy UPS 3M | 17185 | 14607.25
W3MUPS100KH-SPL1 | Support Set Spare parts Level 1 |  |  | RISK KITS | Uninterruptible Power Supply (UPS) | Easy UPS 3M | 3130 | 2660.5
W3MUPS100KH-SPL2 | Comprehensive Parts Spare parts Level 2 |  |  | RISK KITS | Uninterruptible Power Supply (UPS) | Easy UPS 3M | 16985 | 14437.25
W3MUPS120KH-SPL1 | Support Set Spare parts Level 1 |  |  | RISK KITS | Uninterruptible Power Supply (UPS) | Easy UPS 3M | 4095 | 3480.75
W3MUPS120KH-SPL2 | Comprehensive Parts Spare parts Level 2 |  |  | RISK KITS | Uninterruptible Power Supply (UPS) | Easy UPS 3M | 22535 | 19154.75
W3MUPS160KH-SPL1 | Support Set Spare parts Level 1 |  |  | RISK KITS | Uninterruptible Power Supply (UPS) | Easy UPS 3M | 4360 | 3706
W3MUPS160KH-SPL2 | Comprehensive Parts Spare parts Level 2 |  |  | RISK KITS | Uninterruptible Power Supply (UPS) | Easy UPS 3M | 24770 | 21054.5
WE3L250-400KH-SPL1 | EASY UPS 3L 250-400KH SUPPORT SET - SPARE PART KIT LEVEL 1 |  |  | RISK KITS | Uninterruptible Power Supply (UPS) | Easy UPS 3L | 6940 | 5899
WE3L250-400KH-SPL2 | EASY UPS 3L 250-400KH COMPREHENSIVE SET - SPARE PART KIT LEVEL 2 |  |  | RISK KITS | Uninterruptible Power Supply (UPS) | Easy UPS 3L | 8120 | 6902
WE3L500-600KH-SPL1 | EASY UPS 3L 500-600KH SUPPORT SET SPARE PART KIT LEVEL 1 |  |  | RISK KITS | Uninterruptible Power Supply (UPS) | Easy UPS 3L | 12250 | 10412.5
WE3L500-600KH-SPL2 | EASY UPS 3L 500-600KH COMPREHENSIVE SET SPARE PART KIT LEVEL 2 |  |  | RISK KITS | Uninterruptible Power Supply (UPS) | Easy UPS 3L | 13415 | 11402.75
WE3SUPS10K3I-SPL2 | Comprehensive Set Spare parts Level 2 |  |  | RISK KITS | Uninterruptible Power Supply (UPS) | Easy UPS 3S | 10955 | 9311.75
WE3SUPS10K3IB-SPL2 | Comprehensive Set Spare parts Level 2 |  |  | RISK KITS | Uninterruptible Power Supply (UPS) | Easy UPS 3S | 11080 | 9418
WE3SUPS10KFB1-SPL1 | Support Set Spare parts Level 1 |  |  | RISK KITS | Uninterruptible Power Supply (UPS) | Easy UPS 3S | 10840 | 9214
WE3SUPS10KH-SPL1 | Comprehensive Spare parts Level 1 |  |  | RISK KITS | Uninterruptible Power Supply (UPS) | Easy UPS 3S | 445 | 378.25
WE3SUPS10KH-SPL2 | Comprehensive Spare parts Level 2 |  |  | RISK KITS | Uninterruptible Power Supply (UPS) | Easy UPS 3S | 9000 | 7650
WE3SUPS10KHB-SPL1 | Support Set Spare parts Level 1 |  |  | RISK KITS | Uninterruptible Power Supply (UPS) | Easy UPS 3S | 550 | 467.5
WE3SUPS10KHB-SPL2 | Comprehensive Set Spare parts Level 2 |  |  | RISK KITS | Uninterruptible Power Supply (UPS) | Easy UPS 3S | 9115 | 7747.75
WE3SUPS15K3IB-SPL1 | Support Set Spare parts Level 1 |  |  | RISK KITS | Uninterruptible Power Supply (UPS) | Easy UPS 3S | 7665 | 6515.25
WE3SUPS15K3IB-SPL2 | Comprehensive Set Spare parts Level 2 |  |  | RISK KITS | Uninterruptible Power Supply (UPS) | Easy UPS 3S | 9200 | 7820
WE3SUPS15KFB1-SPL1 | Support Set Spare parts Level 1 |  |  | RISK KITS | Uninterruptible Power Supply (UPS) | Easy UPS 3S | 18205 | 15474.25
WE3SUPS15KH-SPL1 | Support Set Spare parts Level 1 |  |  | RISK KITS | Uninterruptible Power Supply (UPS) | Easy UPS 3S | 546 | 464.1
WE3SUPS15KH-SPL2 | Comprehensive Set Spare parts Level 2 |  |  | RISK KITS | Uninterruptible Power Supply (UPS) | Easy UPS 3S | 7815 | 6642.75
WE3SUPS15KHB-SPL1 | Support Set Spare parts Level 1 |  |  | RISK KITS | Uninterruptible Power Supply (UPS) | Easy UPS 3S | 1250 | 1062.5
WE3SUPS15KHB-SPL2 | Comprehensive Set Spare parts Level 2 |  |  | RISK KITS | Uninterruptible Power Supply (UPS) | Easy UPS 3S | 8520 | 7242
WE3SUPS20K3I-SPL2 | Comprehensive Set Spare parts Level 2 |  |  | RISK KITS | Uninterruptible Power Supply (UPS) | Easy UPS 3S | 13970 | 11874.5
WE3SUPS20K3IB-SPL1 | Support Set Spare parts Level 1 |  |  | RISK KITS | Uninterruptible Power Supply (UPS) | Easy UPS 3S | 11860 | 10081
WE3SUPS20K3IB-SPL2 | Comprehensive Set Spare parts Level 2 |  |  | RISK KITS | Uninterruptible Power Supply (UPS) | Easy UPS 3S | 14190 | 12061.5
WE3SUPS20KH-SPL1 | Support Set Spare parts Level 1 |  |  | RISK KITS | Uninterruptible Power Supply (UPS) | Easy UPS 3S | 861 | 731.85
WE3SUPS20KH-SPL2 | Comprehensive Set Spare parts Level 2 |  |  | RISK KITS | Uninterruptible Power Supply (UPS) | Easy UPS 3S | 9640 | 8194
WE3SUPS20KHB-SPL1 | Support Set Spare parts Level 1 |  |  | RISK KITS | Uninterruptible Power Supply (UPS) | Easy UPS 3S | 947 | 804.95
WE3SUPS20KHB-SPL2 | Comprehensive Set Spare parts Level 2 |  |  | RISK KITS | Uninterruptible Power Supply (UPS) | Easy UPS 3S | 9715 | 8257.75
WE3SUPS30K3I-SPL1 | Support Set Spare parts Level 1 |  |  | RISK KITS | Uninterruptible Power Supply (UPS) | Easy UPS 3S | 16125 | 13706.25
WE3SUPS30KH-SPL1 | Support Set Spare parts Level 1 |  |  | RISK KITS | Uninterruptible Power Supply (UPS) | Easy UPS 3S | 7245 | 6158.25
WE3SUPS30KH-SPL2 | Comprehensive Set Spare parts Level 2 |  |  | RISK KITS | Uninterruptible Power Supply (UPS) | Easy UPS 3S | 16470 | 13999.5
WE3SUPS30KHB-SPL1 | Support Set Spare parts Level 1 |  |  | RISK KITS | Uninterruptible Power Supply (UPS) | Easy UPS 3S | 7330 | 6230.5
WE3SUPS30KHB-SPL2 | Comprehensive Set Spare parts Level 2 |  |  | RISK KITS | Uninterruptible Power Supply (UPS) | Easy UPS 3S | 16565 | 14080.25
WE3SUPS40KH-SPL1 | Support Set Spare parts Level 1 |  |  | RISK KITS | Uninterruptible Power Supply (UPS) | Easy UPS 3S | 7720 | 6562
WE3SUPS40KH-SPL2 | Comprehensive Set Spare parts Level 2 |  |  | RISK KITS | Uninterruptible Power Supply (UPS) | Easy UPS 3S | 20840 | 17714
WE3SUPS40KHB-SPL1 | Support Set Spare parts Level 1 |  |  | RISK KITS | Uninterruptible Power Supply (UPS) | Easy UPS 3S | 7805 | 6634.25
WE3SUPS40KHB-SPL2 | Comprehensive Set Spare parts Level 2 |  |  | RISK KITS | Uninterruptible Power Supply (UPS) | Easy UPS 3S | 20925 | 17786.25
WE8T625KIP-L1 | SPARES KIT EPS8000 625KVA IP//- LEVEL1 |  |  | RISK KITS | Uninterruptible Power Supply (UPS) | EPS 8000 | 5095 | 4330.75
WE8T625KIP-L2 | SPARES KIT EPS8000 625KVA IP//- LEVEL2 |  |  | RISK KITS | Uninterruptible Power Supply (UPS) | EPS 8000 | 104885 | 89152.25
WE8T625KIP-L3 | Spares Kit EPS8000 625KVA IP//- Level3 |  |  | RISK KITS | Uninterruptible Power Supply (UPS) | EPS 8000 | 154915 | 131677.75
WE8T800KIP-L1 | Spares Kit EPS8000 800KVA IP//- Level1 |  |  | RISK KITS | Uninterruptible Power Supply (UPS) | EPS 8000 | 6890 | 5856.5
WE8T800KIP-L2 | Spares Kit EPS8000 800KVA IP//- Level2 |  |  | RISK KITS | Uninterruptible Power Supply (UPS) | EPS 8000 | 100335 | 85284.75
WE8T800KIP-L3 | SPARES KIT EPS8000 800KVA IP//-LEVEL3 |  |  | RISK KITS | Uninterruptible Power Supply (UPS) | EPS 8000 | 152440 | 129574
WE8T1100KIP-L1 | Spares Kit EPS8000 1100KVA IP//- Level 1 |  |  | RISK KITS | Uninterruptible Power Supply (UPS) | EPS 8000 | 12090 | 10276.5
WE8T1100KIP-L2 | Spares Kit EPS8000 1100KVA IP//- Level2 |  |  | RISK KITS | Uninterruptible Power Supply (UPS) | EPS 8000 | 90185 | 76657.25
WE8T1100KIP-L3 | Spare Kit EPS8000 1100KVA IP//- Level3 |  |  | RISK KITS | Uninterruptible Power Supply (UPS) | EPS 8000 | 149945 | 127453.25
WE8T1100KMM-SPL1 | MGE EPS 8000 1100KVA MM Emergency Set - Spare Part Kit Level 1 |  |  | RISK KITS | Uninterruptible Power Supply (UPS) | EPS 8000 | 10545 | 8963.25
WE8T1100KMM-SPL2 | MGE EPS 8000 1100KVA MM Support Set - Spare Part Kit Level 2 |  |  | RISK KITS | Uninterruptible Power Supply (UPS) | EPS 8000 | 100965 | 85820.25
WE8T1100KMM-SPL3 | MGE EPS 8000 1100KVA MM Complete Set - Spare Part Kit Level 3 |  |  | RISK KITS | Uninterruptible Power Supply (UPS) | EPS 8000 | 147175 | 125098.75
WE8T1100KSM-SPL1 | MGE EPS 8000 1100KVA SM Emergency Set - Spare Part Kit Level 1 |  |  | RISK KITS | Uninterruptible Power Supply (UPS) | EPS 8000 | 10745 | 9133.25
WE8T1100KSM-SPL2 | MGE EPS 8000 1100KVA SM Support Set - Spare Part Kit Level 2 |  |  | RISK KITS | Uninterruptible Power Supply (UPS) | EPS 8000 | 88840 | 75514
WE8T1100KSM-SPL3 | MGE EPS 8000 1100KVA SM Complete Set - Spare Part Kit Level 3 |  |  | RISK KITS | Uninterruptible Power Supply (UPS) | EPS 8000 | 139870 | 118889.5
WE8T1125KIP-L1 | SPARES KIT EPS8000 1125KW IP//- LEVEL 1 |  |  | RISK KITS | Uninterruptible Power Supply (UPS) | EPS 8000 | 11795 | 10025.75
WE8T1125KIP-L2 | SPARES KIT EPS8000 1125KVA IP//- LEVEL2 |  |  | RISK KITS | Uninterruptible Power Supply (UPS) | EPS 8000 | 107300 | 91205
WE8T1125KIP-L3 | SPARE KIT EPS8000 1125KVA IP//- LEVEL3 |  |  | RISK KITS | Uninterruptible Power Supply (UPS) | EPS 8000 | 159100 | 135235
WE8800-SPL1 | MGE SSC OVLXF E8800 99-17805-29 SPARE KIT |  |  | RISK KITS | Uninterruptible Power Supply (UPS) | EPS 8000 | 55180 | 46903
WG4T40K50-SPL1 | MGE GALAXY 4000 40-50 Emergency Set - Spare Part Kit Level 1 |  |  | RISK KITS | Uninterruptible Power Supply (UPS) | MGE Galaxy 4000 | 3130 | 2660.5
WG4T65K75-SPL1 | MGE GALAXY 4000 65-70 Emergency Set - Spare Part Kit Level 1 |  |  | RISK KITS | Uninterruptible Power Supply (UPS) | MGE Galaxy 4000 | 3180 | 2703
WG5T20-40K-SPL1 | Galaxy 5000 20/30/40KVA Emergency Set - Spare Part Kit Level 1 |  |  | RISK KITS | Uninterruptible Power Supply (UPS) | Galaxy 5000 | 2265 | 1925.25
WG5T40K80-SPL1 | MGE GALAXY 5000 40-80 Emergency Set - Spare Part Kit Level 1 |  |  | RISK KITS | Uninterruptible Power Supply (UPS) | Galaxy 5000 | 2110 | 1793.5
WG5T40K80-SPL2 | MGE GALAXY 5000 40-80 Support Set - Spare Part Kit Level 2 |  |  | RISK KITS | Uninterruptible Power Supply (UPS) | Galaxy 5000 | 4515 | 3837.75
WG5T40K80-SPL3 | MGE GALAXY 5000 40-80 Comprehensive Set - Spare Part Kit Level 3 |  |  | RISK KITS | Uninterruptible Power Supply (UPS) | Galaxy 5000 | 22565 | 19180.25
WG5T40K80-SPL4 | MGE GALAXY 5000 40-80 Complete Set - Spare Part Kit Level 4 |  |  | RISK KITS | Uninterruptible Power Supply (UPS) | Galaxy 5000 | 35140 | 29869
WG5T60K-SPL1 | Galaxy 5000 60KVA Emergency Set - Spare Part Kit Level 1 |  |  | RISK KITS | Uninterruptible Power Supply (UPS) | Galaxy 5000 | 2265 | 1925.25
WG5T60K-SPL2 | Galaxy 5000 60KVA Support Set - Spare Part Kit Level 2 |  |  | RISK KITS | Uninterruptible Power Supply (UPS) | Galaxy 5000 | 8265 | 7025.25
WG5T80K-SPL1 | Galaxy 5000 80KVA Emergency Set - Spare Part Kit Level 1 |  |  | RISK KITS | Uninterruptible Power Supply (UPS) | Galaxy 5000 | 2475 | 2103.75
WG5T80K-SPL3 | Galaxy 5000 80KVA Complete Set - Spare Part Kit Level 3 |  |  | RISK KITS | Uninterruptible Power Supply (UPS) | Galaxy 5000 | 13055 | 11096.75
WG5T100-120K-SPL1 | Galaxy 5000 100/120KVA Emergency Set - Spare Part Kit Level 1 |  |  | RISK KITS | Uninterruptible Power Supply (UPS) | Galaxy 5000 | 2455 | 2086.75
WG5T100-120K-SPL2 | Galaxy 5000 100/120KVA Support Set - Spare Part Kit Level 2 |  |  | RISK KITS | Uninterruptible Power Supply (UPS) | Galaxy 5000 | 8455 | 7186.75
WG5T100-120K-SPL3 | Galaxy 5000 100/120KVA Complete Set - Spare Part Kit Level 3 |  |  | RISK KITS | Uninterruptible Power Supply (UPS) | Galaxy 5000 | 13015 | 11062.75
WG5T100K130-SPL1 | MGE GALAXY 5000 100-130 Emergency Set - Spare Part Kit Level 1 |  |  | RISK KITS | Uninterruptible Power Supply (UPS) | Galaxy 5000 | 2100 | 1785
WG5T100K130-SPL2 | MGE GALAXY 5000 100-130 Support Set - Spare Part Kit Level 2 |  |  | RISK KITS | Uninterruptible Power Supply (UPS) | Galaxy 5000 | 4335 | 3684.75
WG5T100K130-SPL3 | MGE GALAXY 5000 100-130 Comprehensive Set - Spare Part Kit Level 3 |  |  | RISK KITS | Uninterruptible Power Supply (UPS) | Galaxy 5000 | 26790 | 22771.5
WG5T100K130-SPL4 | MGE GALAXY 5000 100-130 Complet Set - Spare Part Kit Level 4 |  |  | RISK KITS | Uninterruptible Power Supply (UPS) | Galaxy 5000 | 39290 | 33396.5
WG6T160K-OPT2-SPL2 | MGE Galaxy 6000 Parallel UPS 160/200KVA Support Set - Spare Part Kit Level 2 |  |  | RISK KITS | Uninterruptible Power Supply (UPS) | MGE Galaxy 6000 | 44220 | 37587
WG6T160K-OPT2-SPL3 | MGE Galaxy 6000 Parallel UPS 160/200KVA Complete Set - Spare Part Kit Level 3 |  |  | RISK KITS | Uninterruptible Power Supply (UPS) | MGE Galaxy 6000 | 86415 | 73452.75
WG6T450K-SPL2 | MGE Galaxy 6000 Unitary UPS 450KVA Support Set - Spare Part Kit Level 2 |  |  | RISK KITS | Uninterruptible Power Supply (UPS) | MGE Galaxy 6000 | 43760 | 37196
WG6T800K-SPL2 | MGE Galaxy 6000 380-415V SBS 800KVA Support Set - Spare Part Kit Level 2 |  |  | RISK KITS | Uninterruptible Power Supply (UPS) | MGE Galaxy 6000 | 10000 | 8500
WG6T800K-SPL3 | MGE Galaxy 6000 380-415V SBS 800KVA Complete Set - Spare Part Kit Level 3 |  |  | RISK KITS | Uninterruptible Power Supply (UPS) | MGE Galaxy 6000 | 24360 | 20706
WG6T1200K-SPL2 | MGE Galaxy 6000 380-400V SBS 1200KVA Support Set - Spare Part Kit Level 2 |  |  | RISK KITS | Uninterruptible Power Supply (UPS) | MGE Galaxy 6000 | 12870 | 10939.5
WG6T1200K-SPL3 | MGE Galaxy 6000 380-400V SBS 1200KVA Complete Set - Spare Part Kit Level 3 |  |  | RISK KITS | Uninterruptible Power Supply (UPS) | MGE Galaxy 6000 | 23585 | 20047.25
WG6T2000K-SPL2 | MGE Galaxy 6000 380-415V SBS 2000KVA Support Set - Spare Part Kit Level 2 |  |  | RISK KITS | Uninterruptible Power Supply (UPS) | MGE Galaxy 6000 | 16705 | 14199.25
WGPW200K-SPL1 | MGE Galaxy PW 200KVA Emergency Set - Spare Part Kit Level 1 |  |  | RISK KITS | Uninterruptible Power Supply (UPS) | MGE Galaxy PW | 1640 | 1394
WGPW200K-SPL2 | MGE Galaxy PW 200KVA Support Set - Spare Part Kit Level 2 |  |  | RISK KITS | Uninterruptible Power Supply (UPS) | MGE Galaxy PW | 14780 | 12563
WGPW200K-SPL3 | MGE Galaxy PW 200KVA Complete Set - Spare Part Kit Level 3 |  |  | RISK KITS | Uninterruptible Power Supply (UPS) | MGE Galaxy PW | 36705 | 31199.25
WGVS10-20K-SPL1 | Galaxy VS 10-20 KVA Narrow Spare Parts Kit Level 1 |  |  | RISK KITS | Uninterruptible Power Supply (UPS) | Galaxy VS | 5335 | 4534.75
WGVS10-20K-SPL2 | Galaxy VS 10-20 KVA Narrow Spare Parts Kit Level 2 |  |  | RISK KITS | Uninterruptible Power Supply (UPS) | Galaxy VS | 27165 | 23090.25
WGVS10-50K-SPL1 | Galaxy VS 30-50 KVA Wide Spare Parts Kit Level 1 |  |  | RISK KITS | Uninterruptible Power Supply (UPS) | Galaxy VS | 8075 | 6863.75
WGVS10-50K-SPL2 | Galaxy VS 30-50 KVA Wide Spare Parts Kit Level 2 |  |  | RISK KITS | Uninterruptible Power Supply (UPS) | Galaxy VS | 48380 | 41123
WGVS20-100K-SPL1 | 60-100 KVA UPS External Batt Spare Parts Kit Level 1 |  |  | RISK KITS | Uninterruptible Power Supply (UPS) | Galaxy VS | 18500 | 15725
WGVS20-100K-SPL2 | 60-100 KVA UPS External Batt Spare Parts Kit Level 2 |  |  | RISK KITS | Uninterruptible Power Supply (UPS) | Galaxy VS | 45535 | 38704.75
WGVS20-150K-SPL1 | 100-150 KVA UPS External Batt Spare Parts Kit Level 1 |  |  | RISK KITS | Uninterruptible Power Supply (UPS) | Galaxy VS | 18500 | 15725
WGVS20-150K-SPL2 | 100-150 KVA UPS External Batt Spare Parts Kit Level 2 |  |  | RISK KITS | Uninterruptible Power Supply (UPS) | Galaxy VS | 45535 | 38704.75
WGWT225K-SPL1 | MGE GALAXY PW 225 Emergency Set - Spare Part Kit Level 1 |  |  | RISK KITS | Uninterruptible Power Supply (UPS) | MGE Galaxy PW | 8380 | 7123
WGWT225K-SPL2 | MGE GALAXY PW 225 Support Set - Spare Part Kit Level 2 |  |  | RISK KITS | Uninterruptible Power Supply (UPS) | MGE Galaxy PW | 57375 | 48768.75
WGWT225KMM-SPL3 | MGE GALAXY PW 225 MM Complete Set - Spare Part Kit Level 3 |  |  | RISK KITS | Uninterruptible Power Supply (UPS) | MGE Galaxy PW | 97900 | 83215
WGWT225KSM-SPL3 | MGE GALAXY PW 225 SM Complete Set - Spare Part Kit Level 3 |  |  | RISK KITS | Uninterruptible Power Supply (UPS) | MGE Galaxy PW | 95200 | 80920
WIMUPG | Intelligence Module Upgrade Service for (1) Symmetra PX |  |  | SP POWER MPRS | Uninterruptible Power Supply (UPS) | Symmetra PX Accessories | 5625 | 4781.25
WPD80K150G6F-SPL1 | 80/150K PDU Spare Part Kit Level 1 |  |  | RISK KITS | Uninterruptible Power Supply (UPS) | Spare Part Kits | 21040 | 17884
WSYFSU48KH | APC Symmetra PX 48kW AIO 400V - Spare Part Kit |  |  | RISK KITS | Uninterruptible Power Supply (UPS) | Symmetra PX Accessories | 45640 | 38794
WSYFSU100KF | APC SYMMETRA PX 100kW 208V - SPARE PART KIT |  |  | RISK KITS | Uninterruptible Power Supply (UPS) | Symmetra PX | 35730 | 30370.5
WSYFSU160KH | APC Symmetra PX 160KH 400V - Spare Part Kit |  |  | RISK KITS | Uninterruptible Power Supply (UPS) | Symmetra PX Accessories | 50505 | 42929.25
WSYFSU250KW-SPL1 | APC SYMMETRA PX 250KW - SPARE PART KIT LEVEL 1 |  |  | RISK KITS | Uninterruptible Power Supply (UPS) | Symmetra PX Accessories | 25160 | 21386
WSYFSU250KW-SPL2 | APC SYMMETRA PX 250KW - SPARE PART KIT LEVEL 2 |  |  | RISK KITS | Uninterruptible Power Supply (UPS) | Symmetra PX Accessories | 48530 | 41250.5
WSYFSU500KW-SPL1 | APC SYMMETRA PX 500KW - SPARE PART KIT LEVEL 1 |  |  | RISK KITS | Uninterruptible Power Supply (UPS) | Symmetra PX Accessories | 35195 | 29915.75
WSYFSU500KW-SPL2 | APC SYMMETRA PX 500KW - SPARE PART KIT LEVEL 2 |  |  | RISK KITS | Uninterruptible Power Supply (UPS) | Symmetra PX Accessories | 64085 | 54472.25
WVL200-500K-SPL1 | WVL200-500 Spare Part Kit Level 1 SPL1 Includes Critical Spares Parts |  |  | RISK KITS | Uninterruptible Power Supply (UPS) | Galaxy VL | 25770 | 21904.5
WVL200-500K-SPL2 | WVL200-500 Spare Part Kit Level 2 Includes Comprehensive Spares Parts |  |  | RISK KITS | Uninterruptible Power Supply (UPS) | Galaxy VL | 42045 | 35738.25
WVM27KPB-L3 | Galaxy VM 27kVA Power Block set - Spare parts Level 3 |  |  | RISK KITS | Uninterruptible Power Supply (UPS) | Galaxy VM | 52470 | 44599.5
WVM40KPB-L3 | Galaxy VM 40kVA Power Block set - Spare parts Level 3 |  |  | RISK KITS | Uninterruptible Power Supply (UPS) | Galaxy VM | 59285 | 50392.25
WVM225K-L1 | Galaxy VM 27/225kVA Emergency set - Spare parts Level 1 |  |  | RISK KITS | Uninterruptible Power Supply (UPS) | Galaxy VM | 2090 | 1776.5
WVM225K-L2 | Galaxy VM 27/225kVA Support set - Spare parts Level 2 |  |  | RISK KITS | Uninterruptible Power Supply (UPS) | Galaxy VM | 14730 | 12520.5
WVX750KG-SPL1 | Galaxy VX 500/625/750kW Spare Part Kit Level 1 |  |  | RISK KITS | Uninterruptible Power Supply (UPS) | Galaxy VX | 12130 | 10310.5
WVX750KG-SPL2 | Galaxy VX 500/625/750kW Spare Part Kit Level 2 |  |  | RISK KITS | Uninterruptible Power Supply (UPS) | Galaxy VX | 28825 | 24501.25
WVX750KG-SPL3 | Galaxy VX 500/625/750kW Spare Part Kit Level 3 |  |  | RISK KITS | Uninterruptible Power Supply (UPS) | Galaxy VX | 65285 | 55492.25
WVX1000K-SPL1 | GVX1000 Spare Parts Kit Level 1 |  |  | RISK KITS | Uninterruptible Power Supply (UPS) | Galaxy VX | 10525 | 8946.25
WVX1000K-SPL2 | GVX1000 Spare Parts Kit Level 2 |  |  | RISK KITS | Uninterruptible Power Supply (UPS) | Galaxy VX | 27705 | 23549.25
WVX1000K-SPL3 | GVX1000 Spare Parts Kit Level 3 |  |  | RISK KITS | Uninterruptible Power Supply (UPS) | Galaxy VX | 63195 | 53715.75
WVX1250-SPL1 | Galaxy VX 1250kW spare part kit Level 1 |  |  | RISK KITS | Uninterruptible Power Supply (UPS) | Galaxy VX | 6230 | 5295.5
WVX1250-SPL2 | Galaxy VX 1250kW spare part kit Level 2 |  |  | RISK KITS | Uninterruptible Power Supply (UPS) | Galaxy VX | 28965 | 24620.25
WVX1250-SPL3 | Galaxy VX 1250kW spare part kit Level 3 |  |  | RISK KITS | Uninterruptible Power Supply (UPS) | Galaxy VX | 75485 | 64162.25
WVX1500K-SPL1 | Galaxy VX 1250/1500kW spare part kit Level 1 |  |  | RISK KITS | Uninterruptible Power Supply (UPS) | Galaxy VX | 14865 | 12635.25
WVX1500K-SPL2 | Galaxy VX 1250/1500kVA Spare Part Kit L2 |  |  | RISK KITS | Uninterruptible Power Supply (UPS) | Galaxy VX | 24270 | 20629.5
WVX1500K-SPL3 | Galaxy VX 1250/1500kVA Spare Part Kit Level 3 |  |  | RISK KITS | Uninterruptible Power Supply (UPS) | Galaxy VX | 62625 | 53231.25
ACAC22000 | Active Flow Controller - 25Pa |  |  | INROW COOLING | Racks and Accessories | NetShelter Aisle Containment | 2785 | 2367.25
ACAC22001 | Mounting Kit, 1U / Duct - Active Flow Controller |  |  | AIR DISTRIBUTION | Racks and Accessories | NetShelter Aisle Containment | 159 | 135.15
ACCS1000 | APC Rack Air Containment Rear Assembly for InRow 300 mm |  |  | RACKS AND ENCLOSURES | Racks and Accessories | NetShelter Rack Containment | 1730 | 1470.5
ACCS1001 | APC Rack Air Containment Rear Assembly for NetShelter SX 42U and InRow 600mm |  |  | RACKS AND ENCLOSURES | Racks and Accessories | NetShelter Rack Containment | 3200 | 2720
ACCS1002 | APC Rack Air Containment End Caps |  |  | RACKS AND ENCLOSURES | Racks and Accessories | NetShelter Rack Containment | 811 | 689.35
ACCS1003 | APC Rack Air Containment Front Assembly for InRow 300mm |  |  | RACKS AND ENCLOSURES | Racks and Accessories | NetShelter Rack Containment | 2010 | 1708.5
ACCS1004 | APC Rack Air Containment Front Assembly for InRow 600mm |  |  | RACKS AND ENCLOSURES | Racks and Accessories | NetShelter Rack Containment | 3375 | 2868.75
ACCS1005 | APC Rack Air Containment Front Assembly for NetShelter SX 42U 600mm Wide |  |  | RACKS AND ENCLOSURES | Racks and Accessories | NetShelter Rack Containment | 3090 | 2626.5
ACCS1006 | APC Rack Air Containment Rear Assembly for NetShelter SX 42U 750mm Wide |  |  | RACKS AND ENCLOSURES | Racks and Accessories | NetShelter Rack Containment | 4025 | 3421.25
ACCS1007 | APC Rack Air Containment Front Assembly for NetShelter SX 42U 750mm Wide |  |  | RACKS AND ENCLOSURES | Racks and Accessories | NetShelter Rack Containment | 3685 | 3132.25
ACCS1009 | Rack Air Containment, Front Assembly, ACRC301S / ACRC301H, 300mm |  |  | RACKS AND ENCLOSURES | Racks and Accessories | NetShelter Rack Containment | 1945 | 1653.25
ACDC1005 | BAYING KIT - 900mm to 900mm |  |  | SMALL SYSTEM COOLING | Racks and Accessories | NetShelter Aisle Containment | 351 | 298.35
ACDC2000 | Ceiling Panel Mounting Rail - 1800mm (70.9in) |  |  | RACKS AND ENCLOSURES | Racks and Accessories | NetShelter Aisle Containment | 1810 | 1538.5
ACDC2001 | Ceiling Panel Mounting Rail - 600mm (23.6in) |  |  | RACKS AND ENCLOSURES | Racks and Accessories | NetShelter Aisle Containment | 858 | 729.3
ACDC2002 | Ceiling Panel Mounting Rail - 300mm (11.8in) |  |  | RACKS AND ENCLOSURES | Racks and Accessories | NetShelter Aisle Containment | 557 | 473.45
ACDC2003 | Ceiling Panel Mounting Rail - 100mm (3.9in) |  |  | RACKS AND ENCLOSURES | Racks and Accessories | NetShelter Aisle Containment | 327 | 277.95
ACDC2004 | Ceiling Panel Wall Mount - Single Row - 1800mm (70.9in) |  |  | RACKS AND ENCLOSURES | Racks and Accessories | NetShelter Aisle Containment | 190 | 161.5
ACDC2005 | Mounting Brackets - Ceiling Panel Rail (Cooling / Racks) |  |  | RACKS AND ENCLOSURES | Racks and Accessories | NetShelter Aisle Containment | 125 | 106.25
ACDC2006 | Mounting Brackets - Ceiling Panel Rail (Power) |  |  | RACKS AND ENCLOSURES | Racks and Accessories | NetShelter Aisle Containment | 149 | 126.65
ACDC2015 | Ceiling Panel Lock System (w/o power supply) |  |  | RACKS AND ENCLOSURES | Racks and Accessories | NetShelter Aisle Containment | 964 | 819.4
ACDC2016 | Ceiling Panel Lock System, 100-120V (w/ power supply) |  |  | RACKS AND ENCLOSURES | Racks and Accessories | NetShelter Aisle Containment | 2270 | 1929.5
ACDC2017 | Ceiling Panel Lock System, 200-240V (w/ power supply) |  |  | RACKS AND ENCLOSURES | Racks and Accessories | NetShelter Aisle Containment | 2255 | 1916.75
ACDC2018 | Aisle Containment Lighting kit (w/ power supply) | 100...140 10 |  | RACKS AND ENCLOSURES | Racks and Accessories | NetShelter Aisle Containment | 2255 | 1916.75
ACDC2019 | Aisle Containment Lighting kit (w/o power supply) |  |  | RACKS AND ENCLOSURES | Racks and Accessories | NetShelter Aisle Containment | 754 | 640.9
ACDC2100 | Ceiling Panel - 900mm (36in) |  |  | RACKS AND ENCLOSURES | Racks and Accessories | NetShelter Aisle Containment | 178 | 151.3
ACDC2101 | Ceiling Panel - 900mm (36in) - V0 |  |  | RACKS AND ENCLOSURES | Racks and Accessories | NetShelter Aisle Containment | 314 | 266.9
ACDC2102 | Ceiling Panel - 1200mm (48in) |  |  | RACKS AND ENCLOSURES | Racks and Accessories | NetShelter Aisle Containment | 216 | 183.6
ACDC2103 | Ceiling Panel - 1200mm (48in) - V0 |  |  | RACKS AND ENCLOSURES | Racks and Accessories | NetShelter Aisle Containment | 415 | 352.75
ACDC2104 | Ceiling Panel - 1500mm (60in) |  |  | RACKS AND ENCLOSURES | Racks and Accessories | NetShelter Aisle Containment | 252 | 214.2
ACDC2105 | Ceiling Panel - 1500mm (60in) - V0 |  |  | RACKS AND ENCLOSURES | Racks and Accessories | NetShelter Aisle Containment | 496 | 421.6
ACDC2106 | Ceiling Panel - 1800mm (72in) |  |  | RACKS AND ENCLOSURES | Racks and Accessories | NetShelter Aisle Containment | 290 | 246.5
ACDC2107 | Ceiling Panel - 1800mm (72in) - V0 |  |  | RACKS AND ENCLOSURES | Racks and Accessories | NetShelter Aisle Containment | 592 | 503.2
ACDC2200 | Adjustable Mounting Support, 152 - 241mm (6 - 9.5in) |  |  | RACKS AND ENCLOSURES | Racks and Accessories | NetShelter Aisle Containment | 1070 | 909.5
ACDC2201 | Adjustable Mounting Support, 152 - 241mm (6 - 9.5in) - V0 |  |  | RACKS AND ENCLOSURES | Racks and Accessories | NetShelter Aisle Containment | 1285 | 1092.25
ACDC2202 | Adjustable Mounting Support, 241 - 419mm (9.5 - 16.5in) |  |  | RACKS AND ENCLOSURES | Racks and Accessories | NetShelter Aisle Containment | 1115 | 947.75
ACDC2203 | Adjustable Mounting Support, 241 - 419mm (9.5 - 16.5in) - V0 |  |  | RACKS AND ENCLOSURES | Racks and Accessories | NetShelter Aisle Containment | 1415 | 1202.75
ACDC2204 | Mounting Brackets - Adjustable Mounting Support (Cooling / Racks) |  |  | RACKS AND ENCLOSURES | Racks and Accessories | NetShelter Aisle Containment | 79 | 67.15
ACDC2205 | Mounting Brackets - Adjustable Mounting Support (Power) |  |  | RACKS AND ENCLOSURES | Racks and Accessories | NetShelter Aisle Containment | 179 | 152.15
ACDC2300 | Duct Mounting Rail |  |  | RACKS AND ENCLOSURES | Racks and Accessories | NetShelter Aisle Containment | 2330 | 1980.5
ACDC2301 | Duct Mounting Rail - (Expansion) |  |  | RACKS AND ENCLOSURES | Racks and Accessories | NetShelter Aisle Containment | 488 | 414.8
ACDC2302 | Mounting Support - Duct Lighting (w/o lights) |  |  | RACKS AND ENCLOSURES | Racks and Accessories | NetShelter Aisle Containment | 216 | 183.6
ACDC2303 | Duct Panel - 1012mm (40in) W x up to 787mm (31in) H |  |  | RACKS AND ENCLOSURES | Racks and Accessories | NetShelter Aisle Containment | 449 | 381.65
ACDC2304 | Duct Panel - 1012mm (40in) W x up to 787mm (31in) H - V0 |  |  | RACKS AND ENCLOSURES | Racks and Accessories | NetShelter Aisle Containment | 592 | 503.2
ACDC2305 | Duct Panel - 1012mm (40in) W x up to 1041mm (41in) H |  |  | RACKS AND ENCLOSURES | Racks and Accessories | NetShelter Aisle Containment | 495 | 420.75
ACDC2306 | Duct Panel - 1012mm (40in) W x up to 1041mm (41in) H - V0 |  |  | RACKS AND ENCLOSURES | Racks and Accessories | NetShelter Aisle Containment | 757 | 643.45
ACDC2307 | Duct Panel - 1012mm (40in) W x up to 1270mm (50in) H |  |  | RACKS AND ENCLOSURES | Racks and Accessories | NetShelter Aisle Containment | 586 | 498.1
ACDC2308 | Duct Panel - 1012mm (40in) W x up to 1270mm (50in) H - V0 |  |  | RACKS AND ENCLOSURES | Racks and Accessories | NetShelter Aisle Containment | 856 | 727.6
ACDC2309 | Duct Panel - 1012mm (40in) W x up to 1524mm (60in) H |  |  | RACKS AND ENCLOSURES | Racks and Accessories | NetShelter Aisle Containment | 589 | 500.65
ACDC2310 | Duct Panel - 1012mm (40in) W x up to 1524mm (60in) H - V0 |  |  | RACKS AND ENCLOSURES | Racks and Accessories | NetShelter Aisle Containment | 996 | 846.6
ACDC2311 | Duct Frame Extension - End of Aisle, 1200 - 1800mm (48 - 72in) |  |  | RACKS AND ENCLOSURES | Racks and Accessories | NetShelter Aisle Containment | 578 | 491.3
ACDC2400 | Aisle Containment Door - Sliding |  |  | RACKS AND ENCLOSURES | Racks and Accessories | NetShelter Aisle Containment | 5400 | 4590
ACDC2401 | Door Header - 42U SX |  |  | RACKS AND ENCLOSURES | Racks and Accessories | NetShelter Aisle Containment | 1920 | 1632
ACDC2402 | Door Header - 42U VX / 45U SX |  |  | SMALL SYSTEM COOLING | Racks and Accessories | NetShelter Aisle Containment | 1810 | 1538.5
ACDC2403 | Door Header - 48U SX |  |  | SMALL SYSTEM COOLING | Racks and Accessories | NetShelter Aisle Containment | 1860 | 1581
ACDC2404 | Door Post, 900 - 1200mm (36 - 48in) Aisle Width |  |  | SMALL SYSTEM COOLING | Racks and Accessories | NetShelter Aisle Containment | 644 | 547.4
ACDC2405 | Door Post, 1200 - 1500mm (48 - 60in) Aisle Width |  |  | SMALL SYSTEM COOLING | Racks and Accessories | NetShelter Aisle Containment | 985 | 837.25
ACDC2406 | Door Post, 1500 - 1800mm (60 - 72in) Aisle Width |  |  | SMALL SYSTEM COOLING | Racks and Accessories | NetShelter Aisle Containment | 1345 | 1143.25
ACDC2408 | Door Lock |  |  | SMALL SYSTEM COOLING | Racks and Accessories | NetShelter Aisle Containment | 128 | 108.8
ACDC2410 | Curtain Door Mounting Rail, 900 - 1200mm (36 - 48in) aisle width |  |  | RACKS AND ENCLOSURES | Racks and Accessories | NetShelter Aisle Containment | 389 | 330.65
ACDC2411 | Curtain Door Mounting Rail, 1500 - 1800mm (60 - 72in) aisle width |  |  | RACKS AND ENCLOSURES | Racks and Accessories | NetShelter Aisle Containment | 488 | 414.8
ACDC2500 | Roof Height Adapter, SX42U to VX42U, 300mm |  |  | RACKS AND ENCLOSURES | Racks and Accessories | NetShelter Aisle Containment | 405 | 344.25
ACDC2501 | Roof Height Adapter, SX42U to VX42U, 600mm |  |  | RACKS AND ENCLOSURES | Racks and Accessories | NetShelter Aisle Containment | 517 | 439.45
ACDC2502 | Roof Height Adapter, SX42U to VX42U, 700mm |  |  | RACKS AND ENCLOSURES | Racks and Accessories | NetShelter Aisle Containment | 456 | 387.6
ACDC2503 | Roof Height Adapter, SX42U to VX42U, 750mm |  |  | RACKS AND ENCLOSURES | Racks and Accessories | NetShelter Aisle Containment | 488 | 414.8
ACDC2505 | Roof Height Adapter, SX42U to SX45U, 300mm |  |  | RACKS AND ENCLOSURES | Racks and Accessories | NetShelter Aisle Containment | 454 | 385.9
ACDC2506 | Roof Height Adapter, SX42U to SX45U, 600mm |  |  | RACKS AND ENCLOSURES | Racks and Accessories | NetShelter Aisle Containment | 542 | 460.7
ACDC2507 | Roof Height Adapter, SX42U to SX45U, 700mm |  |  | RACKS AND ENCLOSURES | Racks and Accessories | NetShelter Aisle Containment | 554 | 470.9
ACDC2508 | Roof Height Adapter, SX42U to SX45U, 750mm |  |  | RACKS AND ENCLOSURES | Racks and Accessories | NetShelter Aisle Containment | 586 | 498.1
ACDC2509 | Roof Height Adapter, SX42U to SX45U, 1016mm |  |  | RACKS AND ENCLOSURES | Racks and Accessories | NetShelter Aisle Containment | 908 | 771.8
ACDC2512 | Roof Height Adapter, SX42U to SX48U, 300mm |  |  | RACKS AND ENCLOSURES | Racks and Accessories | NetShelter Aisle Containment | 626 | 532.1
ACDC2513 | Roof Height Adapter, SX42U to SX48U, 600mm |  |  | RACKS AND ENCLOSURES | Racks and Accessories | NetShelter Aisle Containment | 741 | 629.85
ACDC2514 | Roof Height Adapter, SX42U to SX48U, 700mm |  |  | RACKS AND ENCLOSURES | Racks and Accessories | NetShelter Aisle Containment | 639 | 543.15
ACDC2515 | Roof Height Adapter, SX42U to SX48U, 750mm |  |  | RACKS AND ENCLOSURES | Racks and Accessories | NetShelter Aisle Containment | 682 | 579.7
ACDC2516 | Roof Height Adapter, SX42U to SX48U, 1016mm |  |  | RACKS AND ENCLOSURES | Racks and Accessories | NetShelter Aisle Containment | 1010 | 858.5
ACDC2517 | Roof Height Adapter, VX42U to SX48U, 600mm |  |  | RACKS AND ENCLOSURES | Racks and Accessories | NetShelter Aisle Containment | 1200 | 1020
ACDC2550 | Depth Adapter, 1070 to 1200mm, SX42U, 300mm Width |  |  | RACKS AND ENCLOSURES | Racks and Accessories | NetShelter Aisle Containment | 467 | 396.95
ACDC2551 | Depth Adapter, 1070 to 1200mm, SX42U to SX48U, 600-750mm Width |  |  | RACKS AND ENCLOSURES | Racks and Accessories | NetShelter Aisle Containment | 674 | 572.9
ACDC2552 | Depth Adapter, 900 to 1200mm, VX42U, 600mm Width |  |  | RACKS AND ENCLOSURES | Racks and Accessories | NetShelter Aisle Containment | 358 | 304.3
ACDC2553 | Depth Adapter, 900 to 1200mm, VX42U, 750mm Width |  |  | RACKS AND ENCLOSURES | Racks and Accessories | NetShelter Aisle Containment | 355 | 301.75
ACDC2575 | Blanking Panel, 42-48U SX / 42U VX, 300mm |  |  | RACKS AND ENCLOSURES | Racks and Accessories | NetShelter Aisle Containment | 755 | 641.75
ACDC2576 | Blanking Panel, 42-48U SX / 42U VX, 600mm |  |  | RACKS AND ENCLOSURES | Racks and Accessories | NetShelter Aisle Containment | 851 | 723.35
ACDC2577 | Blanking Panel, 42-48U SX / 42U VX, 700mm |  |  | RACKS AND ENCLOSURES | Racks and Accessories | NetShelter Aisle Containment | 796 | 676.6
ACDC2578 | Blanking Panel, 42-48U SX / 42U VX, 750mm |  |  | RACKS AND ENCLOSURES | Racks and Accessories | NetShelter Aisle Containment | 1110 | 943.5
FS-AC-1001-U | HyperPod Accessory - Air Sealing Kit |  |  | RACKS AND ENCLOSURES | Racks and Accessories | NetShelter Pod Containment | 97 | 82.45
FS-AC-1002-U | HyperPod Accessories - H-Seal |  |  | RACKS AND ENCLOSURES | Racks and Accessories | NetShelter Pod Containment | 62 | 52.7
FS-AC-1003-U | HyperPod Accessories - C-Seal |  |  | RACKS AND ENCLOSURES | Racks and Accessories | NetShelter Pod Containment | 37 | 31.45
FS-AC-2001-U | HyperPod Accessory - Row Length Brush Strip |  |  | RACKS AND ENCLOSURES | Racks and Accessories | NetShelter Pod Containment | 634 | 538.9
FS-AC-3001-B | HyperPod Accessory - Large Cantilever Arms |  |  | RACKS AND ENCLOSURES | Racks and Accessories | NetShelter Pod Containment | 193 | 164.05
FS-AC-3002-B | HyperPod Accessory - Overhead Support Frame, 8-12ft |  |  | RACKS AND ENCLOSURES | Racks and Accessories | NetShelter Pod Containment | 1630 | 1385.5
FS-AC-3003-B | HyperPod Accessory - Mini Cantilever Arms |  |  | RACKS AND ENCLOSURES | Racks and Accessories | NetShelter Pod Containment | 151 | 128.35
FS-AC-4007-B | HyperPod Accessory - Aisle Crossover Tray, 5-6ft Aisle |  |  | RACKS AND ENCLOSURES | Racks and Accessories | NetShelter Pod Containment | 314 | 266.9
FS-AC-4008-B | HyperPod Accessory - Aisle Crossover Tray, 3-4ft Aisle |  |  | RACKS AND ENCLOSURES | Racks and Accessories | NetShelter Pod Containment | 362 | 307.7
FS-AC-5005-B | HyperPod Accessory - 42-52U Rack Blanking Panel 300mm |  |  | RACKS AND ENCLOSURES | Racks and Accessories | NetShelter Pod Containment | 415 | 352.75
FS-AC-5006-B | HyperPod Accessory - 42-52U Rack Blanking Panel 600mm |  |  | RACKS AND ENCLOSURES | Racks and Accessories | NetShelter Pod Containment | 595 | 505.75
FS-AC-5007-B | HyperPod Accessory - 42-52U Rack Blanking Panel 750mm |  |  | RACKS AND ENCLOSURES | Racks and Accessories | NetShelter Pod Containment | 745 | 633.25
FS-AC-5008-B | HyperPod Accessory - 42-52U Rack Blanking Panel 800mm |  |  | RACKS AND ENCLOSURES | Racks and Accessories | NetShelter Pod Containment | 775 | 658.75
FS-AC-6001-B | HyperPod Accessory - Lighting Kit Bracket |  |  | RACKS AND ENCLOSURES | Racks and Accessories | NetShelter Pod Containment | 442 | 375.7
FS-AC-8001-U | HyperPod Accessory - Rack Height Adapter, 300mm |  |  | RACKS AND ENCLOSURES | Racks and Accessories | NetShelter Pod Containment | 148 | 125.8
FS-AC-8002-U | HyperPod Accessory - Rack Height Adapter, 600mm |  |  | RACKS AND ENCLOSURES | Racks and Accessories | NetShelter Pod Containment | 236 | 200.6
FS-AC-8003-U | HyperPod Accessory - Rack Height Adapter, 750mm |  |  | RACKS AND ENCLOSURES | Racks and Accessories | NetShelter Pod Containment | 217 | 184.45
FS-AC-8004-U | HyperPod Accessory - Rack Height Adapter, 800mm |  |  | RACKS AND ENCLOSURES | Racks and Accessories | NetShelter Pod Containment | 225 | 191.25
FS-DR-1001-B | HyperPod Door - Dual Sliding Doors |  |  | RACKS AND ENCLOSURES | Racks and Accessories | NetShelter Pod Containment | 3345 | 2843.25
FS-DR-1002-U | HyperPod Door - Single Hinged Door |  |  | RACKS AND ENCLOSURES | Racks and Accessories | NetShelter Pod Containment | 1290 | 1096.5
FS-DR-1003-B | HyperPod Door - Dual Sliding Doors 6ft |  |  | RACKS AND ENCLOSURES | Racks and Accessories | NetShelter Pod Containment | 2985 | 2537.25
FS-DR-2002-B | HyperPod Door - Door Frame, 5-6ft Aisle |  |  | RACKS AND ENCLOSURES | Racks and Accessories | NetShelter Pod Containment | 1850 | 1572.5
FS-DR-2003-B | HyperPod Door - Door Frame, 3-4ft Aisle |  |  | RACKS AND ENCLOSURES | Racks and Accessories | NetShelter Pod Containment | 1540 | 1309
FS-FM-1001-B | HyperPod Frame - Vertical Post (x2), Short Frame |  |  | RACKS AND ENCLOSURES | Racks and Accessories | NetShelter Pod Containment | 671 | 570.35
FS-FM-1002-B | HyperPod Frame - Vertical Post (x2), Tall Frame |  |  | RACKS AND ENCLOSURES | Racks and Accessories | NetShelter Pod Containment | 745 | 633.25
FS-FM-1011-U | HyperPod Frame - Post Alignment Tool - 4 |  |  | RACKS AND ENCLOSURES | Racks and Accessories | NetShelter Pod Containment | 210 | 178.5
FS-FM-2002-B | HyperPod Frame - Aisle Width Beam (x1) 6ft |  |  | RACKS AND ENCLOSURES | Racks and Accessories | NetShelter Pod Containment | 227 | 192.95
FS-FM-2003-B | HyperPod Frame - Aisle Width Beam (x1) 4ft |  |  | RACKS AND ENCLOSURES | Racks and Accessories | NetShelter Pod Containment | 109 | 92.65
FS-FM-3001-B | HyperPod Frame - Aisle Length Beam (x2), 8-12ft |  |  | RACKS AND ENCLOSURES | Racks and Accessories | NetShelter Pod Containment | 1100 | 935
FS-FM-4003-B | HyperPod Frame - 6ft Aisle End Panel (x2), Short Frame |  |  | RACKS AND ENCLOSURES | Racks and Accessories | NetShelter Pod Containment | 622 | 528.7
FS-FM-4004-B | HyperPod Frame - 6ft Aisle End Panel (x2), Tall Frame |  |  | RACKS AND ENCLOSURES | Racks and Accessories | NetShelter Pod Containment | 476 | 404.6
FS-FM-4005-B | HyperPod Frame - 4ft Aisle End Panel (x2) Short Frame |  |  | RACKS AND ENCLOSURES | Racks and Accessories | NetShelter Pod Containment | 337 | 286.45
FS-FM-4006-B | HyperPod Frame - 4ft Aisle End Panel (x2) Tall Frame |  |  | RACKS AND ENCLOSURES | Racks and Accessories | NetShelter Pod Containment | 269 | 228.65
FS-FM-5001-B | HyperPod Frame - Aisle Stop Rail (x2), 8-12ft |  |  | RACKS AND ENCLOSURES | Racks and Accessories | NetShelter Pod Containment | 311 | 264.35
FS-FM-6001-B | HyperPod Frame - Raised Floor Support Stand 16 |  |  | RACKS AND ENCLOSURES | Racks and Accessories | NetShelter Pod Containment | 947 | 804.95
FS-FM-6002-B | HyperPod Frame - Raised Floor Support Stand 24 |  |  | RACKS AND ENCLOSURES | Racks and Accessories | NetShelter Pod Containment | 950 | 807.5
FS-FM-6003-B | HyperPod Frame - Raised Floor Support Stand 30 |  |  | RACKS AND ENCLOSURES | Racks and Accessories | NetShelter Pod Containment | 955 | 811.75
FS-FM-6004-B | HyperPod Frame - Raised Floor Support Stand 36 |  |  | RACKS AND ENCLOSURES | Racks and Accessories | NetShelter Pod Containment | 957 | 813.45
FS-RF-1002-B | HyperPod Roof - Roof Filler Panel Set, 6ft Aisle |  |  | RACKS AND ENCLOSURES | Racks and Accessories | NetShelter Pod Containment | 242 | 205.7
FS-RF-1003-B | HyperPod Roof - Roof Filler Panel Set 4ft Aisle |  |  | RACKS AND ENCLOSURES | Racks and Accessories | NetShelter Pod Containment | 144 | 122.4
FS-RF-2004-U | HyperPod Roof - 6ft Aisle Simple Roof Panel, 300mm |  |  | RACKS AND ENCLOSURES | Racks and Accessories | NetShelter Pod Containment | 410 | 348.5
FS-RF-2005-U | HyperPod Roof - 6ft Aisle Simple Roof Panel, 600mm |  |  | RACKS AND ENCLOSURES | Racks and Accessories | NetShelter Pod Containment | 526 | 447.1
FS-RF-2006-U | HyperPod Roof - 6ft Aisle Simple Roof Panel w Cutout, 600mm |  |  | RACKS AND ENCLOSURES | Racks and Accessories | NetShelter Pod Containment | 513 | 436.05
FS-RF-2007-U | HyperPod Roof - 4ft Aisle Simple Roof Panel 300mm |  |  | RACKS AND ENCLOSURES | Racks and Accessories | NetShelter Pod Containment | 163 | 138.55
FS-RF-2008-U | HyperPod Roof - 4ft Aisle Simple Roof Panel 600mm |  |  | RACKS AND ENCLOSURES | Racks and Accessories | NetShelter Pod Containment | 353 | 300.05
FS-RF-2009-U | HyperPod Roof - 4ft Aisle Simple Roof w Cutout 600mm |  |  | RACKS AND ENCLOSURES | Racks and Accessories | NetShelter Pod Containment | 343 | 291.55
FS-RF-3002-U | HyperPod Roof - Drop Roof Mounting Rail, 300mm |  |  | RACKS AND ENCLOSURES | Racks and Accessories | NetShelter Pod Containment | 375 | 318.75
FS-RF-3004-U | HyperPod Roof - Drop Roof Mounting Rail, 600mm |  |  | RACKS AND ENCLOSURES | Racks and Accessories | NetShelter Pod Containment | 622 | 528.7
FS-RF-3006-U | HyperPod Roof - Drop Roof Mounting Rail, 750mm |  |  | RACKS AND ENCLOSURES | Racks and Accessories | NetShelter Pod Containment | 708 | 601.8
FS-RF-3007-U | HyperPod Roof - 4ft Aisle Drop Roof Panel 300mm |  |  | RACKS AND ENCLOSURES | Racks and Accessories | NetShelter Pod Containment | 151 | 128.35
FS-RF-3008-U | HyperPod Roof - 4ft Aisle Drop Roof Panel 600mm |  |  | RACKS AND ENCLOSURES | Racks and Accessories | NetShelter Pod Containment | 262 | 222.7
FS-RF-3009-U | HyperPod Roof - 4ft Aisle Drop Roof Panel 750mm |  |  | RACKS AND ENCLOSURES | Racks and Accessories | NetShelter Pod Containment | 291 | 247.35
FS-WI-1001-U | HyperPod Window - Window Panel (x2), 2ft |  |  | RACKS AND ENCLOSURES | Racks and Accessories | NetShelter Pod Containment | 158 | 134.3
FS-WI-1002-B | HyperPod Window - Window Rail |  |  | RACKS AND ENCLOSURES | Racks and Accessories | NetShelter Pod Containment | 634 | 538.9
FS-WI-1003-B | HyperPod Window - Window Frame Brush Strips (x4) |  |  | RACKS AND ENCLOSURES | Racks and Accessories | NetShelter Pod Containment | 135 | 114.75
FS-WI-1004-U | HyperPod Window - Window Brush Strip Pass-Through |  |  | RACKS AND ENCLOSURES | Racks and Accessories | NetShelter Pod Containment | 272 | 231.2
NSAC2001 | Main Frame Extrusion Black |  |  | RACKS AND ENCLOSURES | Racks and Accessories | NetShelter Aisle Containment | 1320 | 1122
NSAC2002 | Frame Panel Mounting Rail Black |  |  | RACKS AND ENCLOSURES | Racks and Accessories | NetShelter Aisle Containment | 376 | 319.6
NSAC2003 | Cabinet Seal Coextrusion 1000 mm x6 Black |  |  | RACKS AND ENCLOSURES | Racks and Accessories | NetShelter Aisle Containment | 337 | 286.45
NSAC2004 | Lighting Mounting Rail Black |  |  | RACKS AND ENCLOSURES | Racks and Accessories | NetShelter Aisle Containment | 146 | 124.1
NSAC2006 | Ceiling Seal Coextrusion Black |  |  | RACKS AND ENCLOSURES | Racks and Accessories | NetShelter Aisle Containment | 256 | 217.6
NSAC2051 | Rod Mounting Brackets x2 Black |  |  | RACKS AND ENCLOSURES | Racks and Accessories | NetShelter Aisle Containment | 51 | 43.35
NSAC2052 | Ceiling Mounting Rail 1500 mm x4 Black |  |  | RACKS AND ENCLOSURES | Racks and Accessories | NetShelter Aisle Containment | 266 | 226.1
NSAC2101 | Multi Wall Panel 644x1232 mm x5 |  |  | RACKS AND ENCLOSURES | Racks and Accessories | NetShelter Aisle Containment | 1080 | 918
NSAC2102 | Multi Wall Panel 644x1825 mm x5 |  |  | RACKS AND ENCLOSURES | Racks and Accessories | NetShelter Aisle Containment | 1275 | 1083.75
NSAC2121 | LED Module 3M x2 |  |  | RACKS AND ENCLOSURES | Racks and Accessories | NetShelter Aisle Containment | 505 | 429.25
NSAC2122 | Lighting Control Box | 100...240 AC 1 PH |  | RACKS AND ENCLOSURES | Racks and Accessories | NetShelter Aisle Containment | 860 | 731
NSAC2151 | Panel Connector 3FT x3 Black |  |  | RACKS AND ENCLOSURES | Racks and Accessories | NetShelter Aisle Containment | 413 | 351.05
NSAC2152 | Panel Connector 4FT x3 Black |  |  | RACKS AND ENCLOSURES | Racks and Accessories | NetShelter Aisle Containment | 482 | 409.7
NSAC2153 | Panel connector Plastic 1200mm x12 Black |  |  | RACKS AND ENCLOSURES | Racks and Accessories | NetShelter Aisle Containment | 376 | 319.6
NSAC2401 | Dual Sliding Door Black |  |  | RACKS AND ENCLOSURES | Racks and Accessories | NetShelter Aisle Containment | 9420 | 8007
NSAC2402 | Single Sliding Door Black |  |  | RACKS AND ENCLOSURES | Racks and Accessories | NetShelter Aisle Containment | 7510 | 6383.5
NSAC2601 | L Connector x8 Black |  |  | RACKS AND ENCLOSURES | Racks and Accessories | NetShelter Aisle Containment | 90 | 76.5
NSAC2603 | Interior Connector x8 Black |  |  | RACKS AND ENCLOSURES | Racks and Accessories | NetShelter Aisle Containment | 102 | 86.7
NSAC2604 | Cabinet Install Bracket x4 Black |  |  | RACKS AND ENCLOSURES | Racks and Accessories | NetShelter Aisle Containment | 54 | 45.9
NSAC2606 | Right Angle Connector x4 Black |  |  | RACKS AND ENCLOSURES | Racks and Accessories | NetShelter Aisle Containment | 52 | 44.2
NSAC2607 | Mounting Rail Connector x40 Black |  |  | RACKS AND ENCLOSURES | Racks and Accessories | NetShelter Aisle Containment | 89 | 75.65
NSAC2608 | Straight Connector x8 Black |  |  | RACKS AND ENCLOSURES | Racks and Accessories | NetShelter Aisle Containment | 75 | 63.75
NSAC2610 | Roof Brackets for POD Containment Black |  |  | RACKS AND ENCLOSURES | Racks and Accessories | NetShelter Aisle Containment | 186 | 158.1
NSAC2653 | Supporting Rods 1500MM x8 Zinc |  |  | RACKS AND ENCLOSURES | Racks and Accessories | NetShelter Aisle Containment | 259 | 220.15
0M-9295 | BATTERY TRAY KIT, 23 RACK |  |  | REPLACEMENT BATTERIES | DC Systems | DC Battery | 355 | 301.75
0M-2409 | ASSY GMT 19 IN |  |  | OEM & SPECIAL PRODUCTS | DC Systems | DC Distribution Components | 750 | 637.5
0M-2458 | SUB ASSEMBLY ATO PACKAGING FOR GMT FUSES |  |  | OEM & SPECIAL PRODUCTS | DC Systems | DC Distribution Components | Call for Quote | Call for Quote
0M-9270 | PDF ASSY,96 CB |  |  | OEM & SPECIAL PRODUCTS | DC Systems | DC Distribution Components | 8460 | 7191
0M-9272 | PDF ASSY,48CB,SINGLE TERM |  |  | OEM & SPECIAL PRODUCTS | DC Systems | DC Distribution Components | 6350 | 5397.5
0M-2189 | MODULE MERLIN GERIN 12, NO LVD |  |  | OEM & SPECIAL PRODUCTS | DC Systems | Magnum XS | 450 | 382.5
0M-2191 | MODULE 400A LVD |  |  | OEM & SPECIAL PRODUCTS | DC Systems | Magnum XS | 480 | 408
0M-2357 | ASSY RECTIFIER SHELF |  |  | OEM & SPECIAL PRODUCTS | DC Systems | Magnum XS | 541 | 459.85
0M-2531 | KIT TEMP PROBE 15 FT |  |  | OEM & SPECIAL PRODUCTS | DC Systems | Magnum XS | 35 | 29.75
0M-2576 | SMARTCARD MODULE |  |  | OEM & SPECIAL PRODUCTS | DC Systems | Magnum XS | 95 | 80.75
0M-2899 | ASSY BATTERY TRAY, MAGNUM XS 450 |  |  | OEM & SPECIAL PRODUCTS | DC Systems | Magnum XS | 45 | 38.25
0M-2959 | ASSY BATTERY RETURN, W/400A SHUNT, MODULE |  |  | OEM & SPECIAL PRODUCTS | DC Systems | Magnum XS | 194 | 164.9
0M-2969 | ASSY SM LD RETURN MODULE |  |  | OEM & SPECIAL PRODUCTS | DC Systems | Magnum XS | 140 | 119
0M-3029 | MAGNUM XS 450, BASIC SYSTEM ASSEMBLY |  |  | OEM & SPECIAL PRODUCTS | DC Systems | Magnum XS | 2775 | 2358.75
0M-3038 | ASSY COMPLETE DM3000 (-48V), RAVEN BLACK |  |  | OEM & SPECIAL PRODUCTS | DC Systems | Magnum XS | 1110 | 943.5
0M-3143 | ASSY AC BOX W/3P SPLITTERS |  |  | OEM & SPECIAL PRODUCTS | DC Systems | Magnum XS | 97 | 82.45
0M-3315 | ASSY MERLIN GERIN CB C60HC 20A SP |  |  | OEM & SPECIAL PRODUCTS | DC Systems | Magnum XS | 14.25 | 12.1125
0M-3316 | ASSY MERLIN GERIN CB C60HC 32A SP |  |  | OEM & SPECIAL PRODUCTS | DC Systems | Magnum XS | 14.25 | 12.1125
0M-3319 | ASSY MERLIN GERIN CB C60HC 50A SP |  |  | OEM & SPECIAL PRODUCTS | DC Systems | Magnum XS | 14.25 | 12.1125
0M-3392 | ASSY NH2 STYLE FUSE 300A |  |  | OEM & SPECIAL PRODUCTS | DC Systems | Magnum XS | 69 | 58.65
0M-3394 | ASSY BLANK RECTIFIER SHELF PANEL |  |  | OEM & SPECIAL PRODUCTS | DC Systems | Magnum XS | 8.1 | 6.885
0M-3395 | BLANK DISTRIBUTION MODULE |  |  | OEM & SPECIAL PRODUCTS | DC Systems | Magnum XS | 14.25 | 12.1125
0M-3396 | ASSY BLANK CB SNAP IN PANEL |  |  | OEM & SPECIAL PRODUCTS | DC Systems | Magnum XS | 2.1 | 1.785
0M-3436 | AUX BATTERY CABINET MAGNUM XS |  |  | OEM & SPECIAL PRODUCTS | DC Systems | Magnum XS | 1390 | 1181.5
0M-3437 | ASSY 4X200A CB BATTERY DISCONNECT |  |  | OEM & SPECIAL PRODUCTS | DC Systems | Magnum XS | 819 | 696.15
0M-3441 | KIT CAB INTERCONECTION |  |  | OEM & SPECIAL PRODUCTS | DC Systems | Magnum XS | 31 | 26.35
0M-3443 | KIT INTERCONNECT CABLE |  |  | OEM & SPECIAL PRODUCTS | DC Systems | Magnum XS | 45 | 38.25
0M-3496 | KIT C60 MERLIN CB NO BUS |  |  | OEM & SPECIAL PRODUCTS | DC Systems | Magnum XS | 2.1 | 1.785
0M-9291 | CIRCUIT BREAKER KIT, 200A (MX28) |  |  | OEM & SPECIAL PRODUCTS | DC Systems | MX28B200/400/600 | 684 | 581.4
0M-1150 | KIT 2 CABLE-12AWG/12 FT/L6-20P |  |  | OEM & SPECIAL PRODUCTS | DC Systems | DC Components | 71 | 60.35
0M-1217 | KIT FUSE WITH 500A SHUNTS |  |  | OEM & SPECIAL PRODUCTS | DC Systems | DC Components | 1310 | 1113.5
0M-1730 | KIT MX28B3600 450/700 CIR BKR |  |  | OEM & SPECIAL PRODUCTS | DC Systems | DC Components | 130 | 110.5
0M-1826 | KIT MX28B3600 450-700 BREAKER |  |  | OEM & SPECIAL PRODUCTS | DC Systems | DC Components | 123 | 104.55
0M-1827 | S/A FUSE CABINET 4880A BUS/2400A LOAD |  |  | OEM & SPECIAL PRODUCTS | DC Systems | DC Components | 5140 | 4369
0M-1889 | S/A FUSE CAB 4800 - 2400 SHUNT |  |  | OEM & SPECIAL PRODUCTS | DC Systems | DC Components | 5630 | 4785.5
0M-2185 | MODULE NH2 FUSE (NO LVD) |  |  | OEM & SPECIAL PRODUCTS | DC Systems | DC Components | 430 | 365.5
0M-2186 | MODULE MERLIN GERIN 28 CB, NO LVD |  |  | OEM & SPECIAL PRODUCTS | DC Systems | DC Components | 450 | 382.5
0M-2187 | MODULE NH2 FUSE (400A LVD) |  |  | OEM & SPECIAL PRODUCTS | DC Systems | DC Components | 569 | 483.65
0M-2188 | MODULE MERLIN GERIN 12 CB 400A LVD |  |  | OEM & SPECIAL PRODUCTS | DC Systems | DC Components | 615 | 522.75
0M-2190 | MODULE BATTERY DISCONNECT 400A LVD |  |  | OEM & SPECIAL PRODUCTS | DC Systems | DC Components | 732 | 622.2
0M-2579 | MODULE MERLIN GERIN 28 CB W/400A LVD |  |  | OEM & SPECIAL PRODUCTS | DC Systems | DC Components | 615 | 522.75
0M-2666 | S/A BATT. BUS EXT (4800A) |  |  | OEM & SPECIAL PRODUCTS | DC Systems | DC Components | 875 | 743.75
0M-2960 | LARGE LOAD RETURN |  |  | OEM & SPECIAL PRODUCTS | DC Systems | DC Components | 140 | 119
0M-3141 | ASSY AC BOX W/PHOENIX TERMINALS ONLY |  |  | OEM & SPECIAL PRODUCTS | DC Systems | DC Components | 97 | 82.45
0M-3142 | MODULE BATTERY DISCONNECT (NO LVD) |  |  | OEM & SPECIAL PRODUCTS | DC Systems | DC Components | 611 | 519.35
0M-3220 | ASSEMBLY BLANK RECTIFIER COVER BLK |  |  | OEM & SPECIAL PRODUCTS | DC Systems | DC Components | 16.25 | 13.8125
0M-3226 | KIT C60 STYLE MERLIN GERIN CB |  |  | OEM & SPECIAL PRODUCTS | DC Systems | DC Components | 16.25 | 13.8125
0M-3227 | KIT C120 MERLIN GERIN CB |  |  | OEM & SPECIAL PRODUCTS | DC Systems | DC Components | 20.25 | 17.2125
0M-3317 | ASSY MERLIN GERIN CB C60HC 40A SP |  |  | OEM & SPECIAL PRODUCTS | DC Systems | DC Components | 14.25 | 12.1125
0M-3318 | ASSY MERLIN GERIN CB C60HC 4A SP |  |  | OEM & SPECIAL PRODUCTS | DC Systems | DC Components | 14.25 | 12.1125
0M-3326 | ASSY MERLIN GERIN CB DPN-N 20A 2P |  |  | OEM & SPECIAL PRODUCTS | DC Systems | DC Components | 14.25 | 12.1125
0M-3390 | ASSY NH2 STYLE 100A FUSE |  |  | OEM & SPECIAL PRODUCTS | DC Systems | DC Components | 69 | 58.65
0M-3391 | ASSY NH2 STYLE FUSE 400A |  |  | OEM & SPECIAL PRODUCTS | DC Systems | DC Components | 69 | 58.65
0M-3393 | ASSY NH2 STYLE FUSE 200A |  |  | OEM & SPECIAL PRODUCTS | DC Systems | DC Components | 69 | 58.65
0M-3457 | ASSY BATTERY CABLE KIT |  |  | OEM & SPECIAL PRODUCTS | DC Systems | DC Components | 45 | 38.25
0M-9126 | BREAKER KIT,250-400A |  |  | OEM & SPECIAL PRODUCTS | DC Systems | DC Components | 164 | 139.4
0M-9238 | EXTENSION UNIT |  |  | OEM & SPECIAL PRODUCTS | DC Systems | DC Components | 13770 | 11704.5
0M-9239 | 48VERTICAL CB-MAIN |  |  | OEM & SPECIAL PRODUCTS | DC Systems | DC Components | 2605 | 2214.25
0M-9241 | NO LVD (MAIN/EXT) |  |  | OEM & SPECIAL PRODUCTS | DC Systems | DC Components | 200 | 170
0M-9242 | BATTERY LVD |  |  | OEM & SPECIAL PRODUCTS | DC Systems | DC Components | 1060 | 901
0M-9243 | LOAD LVD (MAIN/EXT) |  |  | OEM & SPECIAL PRODUCTS | DC Systems | DC Components | 986 | 838.1
0M-9244 | CB ASSY-6 |  |  | OEM & SPECIAL PRODUCTS | DC Systems | DC Components | 642 | 545.7
0M-9256 | BATTERY BUS EXT KIT(2400) |  |  | OEM & SPECIAL PRODUCTS | DC Systems | DC Components | 484 | 411.4
0M-9259 | FUSE/SHUNT ASSY |  |  | OEM & SPECIAL PRODUCTS | DC Systems | DC Components | 3450 | 2932.5
0M-9264 | KIT -FUSE BAY LVD |  |  | OEM & SPECIAL PRODUCTS | DC Systems | DC Components | 539 | 458.15
0M-9269 | PDF ASSY,48CB |  |  | OEM & SPECIAL PRODUCTS | DC Systems | DC Components | 6040 | 5134
0M-9271 | PDF ASSY,144 CB |  |  | OEM & SPECIAL PRODUCTS | DC Systems | DC Components | 10615 | 9022.75
0M-9273 | PDF ASSY,96CB,2 TERM |  |  | OEM & SPECIAL PRODUCTS | DC Systems | DC Components | 8915 | 7577.75
0M-9274 | PDF ASSY,144 CB,2 TERM |  |  | OEM & SPECIAL PRODUCTS | DC Systems | DC Components | 10835 | 9209.75
0M-9283 | FUSE BAY - BASIC WITH SHUNTS |  |  | OEM & SPECIAL PRODUCTS | DC Systems | DC Components | 4430 | 3765.5
0M-9306 | MAIN UNIT-4800 |  |  | OEM & SPECIAL PRODUCTS | DC Systems | DC Components | 16405 | 13944.25
0M-9308 | 4800A EXTENSION,FIRST |  |  | OEM & SPECIAL PRODUCTS | DC Systems | DC Components | 14665 | 12465.25
0M-9309 | 4800A EXTENSION,SECOND |  |  | OEM & SPECIAL PRODUCTS | DC Systems | DC Components | 14665 | 12465.25
0M-9310 | 4800A EXTENSION, THIRD |  |  | OEM & SPECIAL PRODUCTS | DC Systems | DC Components | 14665 | 12465.25
0M-91045 | ASSY MX06-100 W/GMTFSE/AMPCONN |  |  | OEM & SPECIAL PRODUCTS | DC Systems | DC Components | 2425 | 2061.25
0M-91046 | ASSY MX06-100 W/GMTFUSES/TB |  |  | OEM & SPECIAL PRODUCTS | DC Systems | DC Components | 2470 | 2099.5
0M-91047 | ASSY MX06-100 W/2X2X30ABRKRS |  |  | OEM & SPECIAL PRODUCTS | DC Systems | DC Components | 2180 | 1853
0M-91048 | ASSY MX06100-GMTFSEAMPC-30ABKR |  |  | OEM & SPECIAL PRODUCTS | DC Systems | DC Components | 2355 | 2001.75
0M-91049 | ASSY MX06100-GMTFSEAMPC-60ABKR |  |  | OEM & SPECIAL PRODUCTS | DC Systems | DC Components | 2480 | 2108
0M-91051 | ASSY MX06100-GMTFSETB-60ABKR |  |  | OEM & SPECIAL PRODUCTS | DC Systems | DC Components | 2365 | 2010.25
0M-91052 | ASSY MX06100-2X30ABKR/60ABKR |  |  | OEM & SPECIAL PRODUCTS | DC Systems | DC Components | 2355 | 2001.75
0M-91074 | ASSY MX06-50-60 A CB/STUDS |  |  | OEM & SPECIAL PRODUCTS | DC Systems | DC Components | 1375 | 1168.75
0M-91093 | ASSY GMT PANEL - 23 |  |  | OEM & SPECIAL PRODUCTS | DC Systems | DC Components | 750 | 637.5
0M-91135 | KIT 2 CABLE-10AWG/12FT/6-30P |  |  | OEM & SPECIAL PRODUCTS | DC Systems | DC Components | 152 | 129.2
0M-91136 | KIT 2 CABLE-10AWG/12FT/L6-30P |  |  | OEM & SPECIAL PRODUCTS | DC Systems | DC Components | 109 | 92.65
0M-91137 | KIT 6 CABLE-14AWG/12FT/5-15P |  |  | OEM & SPECIAL PRODUCTS | DC Systems | DC Components | 208 | 176.8
0M-91138 | KIT 4 CABLE-12AWG/12FT/5-20P |  |  | OEM & SPECIAL PRODUCTS | DC Systems | DC Components | 148 | 125.8
0M-91139 | KIT 2 CABLE-10AWG/12FT/5-50P |  |  | OEM & SPECIAL PRODUCTS | DC Systems | DC Components | 121 | 102.85
0M-91140 | KIT 6 CABLE-14AWG/12FT/L5-15P |  |  | OEM & SPECIAL PRODUCTS | DC Systems | DC Components | 285 | 242.25
0M-91141 | KIT 4 CABLE-12AWG/12FT/L5-20P |  |  | OEM & SPECIAL PRODUCTS | DC Systems | DC Components | 144 | 122.4
0M-91154 | KIT 2 CABLE 12FT/12AWG/L5-20P |  |  | OEM & SPECIAL PRODUCTS | DC Systems | DC Components | 71 | 60.35
0M-91155 | KIT 3 CABLE 12FT/14AWG/L5-15P |  |  | OEM & SPECIAL PRODUCTS | DC Systems | DC Components | 144 | 122.4
0M-91156 | KIT 2 CABLE 12FT/12AWG/5-20P |  |  | OEM & SPECIAL PRODUCTS | DC Systems | DC Components | 73 | 62.05
0M-91157 | KIT 3 CABLE 12FT/14AWG/5-15P |  |  | OEM & SPECIAL PRODUCTS | DC Systems | DC Components | 107 | 90.95
0M-91158 | KIT 1 CABLE-12FT/10AWG/5-50P |  |  | OEM & SPECIAL PRODUCTS | DC Systems | DC Components | 61 | 51.85
0M-91159 | KIT 1 CABLE 12FT/10AWG/L6-30P |  |  | OEM & SPECIAL PRODUCTS | DC Systems | DC Components | 45 | 38.25
0M-91160 | KIT 1 CABLE-12FT/10AWG/6-30P |  |  | OEM & SPECIAL PRODUCTS | DC Systems | DC Components | 73 | 62.05
0M-2473 | ASSY CABLE (-)48V - ORN 6GA 2HOLE NO. 10 LUG |  |  | OEM & SPECIAL PRODUCTS | DC Systems | MX06 | 57 | 48.45
0M-2481 | "SUB ASSY WIRE #6 BLK 21" LUG 2H 5/8CTR" |  |  | OEM & SPECIAL PRODUCTS | DC Systems | MX06 | 57 | 48.45
0M-3182 | KIT TEMP PROBE 50 FT |  |  | OEM & SPECIAL PRODUCTS | DC Systems | Magnum VS | 79 | 67.15
0M-91050 | ASSY MX06100-GMTFSETB-30ABKR |  |  | OEM & SPECIAL PRODUCTS | DC Systems | MX06 | 2330 | 1980.5
0M-91057 | ASSY MX06-100 2X60A BKRS |  |  | OEM & SPECIAL PRODUCTS | DC Systems | MX06 | 2415 | 2052.75
0M-91071 | ASSY MX06-50-2 CKT BKRS/STUDS |  |  | OEM & SPECIAL PRODUCTS | DC Systems | MX06 | 1395 | 1185.75
0M-91072 | ASSY MX06-50-GMT FUSES/TB |  |  | OEM & SPECIAL PRODUCTS | DC Systems | MX06 | 1345 | 1143.25
0M-DCD-06-001 | ASSY MY06 DIST CB4X10A RR TERM |  |  | OEM & SPECIAL PRODUCTS | DC Systems | MX06 | 470 | 399.5
0M-DCD-06-003 | ASSY MY06 DST GMT54 X10 RR TRM |  |  | OEM & SPECIAL PRODUCTS | DC Systems | MX06 | 496 | 421.6
0M-DCD-06-004 | ASSY MY06 DST CB4X10A FRNT TRM |  |  | OEM & SPECIAL PRODUCTS | DC Systems | MX06 | 666 | 566.1
0M-DCD-06-006 | ASSY MY06 DST GMT54X10 FRN TRM |  |  | OEM & SPECIAL PRODUCTS | DC Systems | MX06 | 617 | 524.45
0M-DCD-06-010 | ASSY MY06 DST CB4X20A FRNT TRM |  |  | OEM & SPECIAL PRODUCTS | DC Systems | MX06 | 698 | 593.3
0M-RX-06-001 | ASSY MX06-40 BASE SHELF |  |  | OEM & SPECIAL PRODUCTS | DC Systems | MX06 | 335 | 284.75
0M-SAS-06-001 | ASSY MS/MY06 MOUNTING BKTS 19" |  |  | OEM & SPECIAL PRODUCTS | DC Systems | MX06 | 61 | 51.85
0M-SAS-06-002 | ASSY MS/MY06 MOUNTING BKTS 23" |  |  | OEM & SPECIAL PRODUCTS | DC Systems | MX06 | 61 | 51.85
0M-SAS-06-003 | ASSY MS/MY06 MOUNTING BKT ETSI |  |  | OEM & SPECIAL PRODUCTS | DC Systems | MX06 | 61 | 51.85
0M-SAS-06-004 | ASSY MY06 TEMP PROBE 3M |  |  | OEM & SPECIAL PRODUCTS | DC Systems | MX06 | 63 | 53.55
0M-SIG-06-001 | ASSY MY06 ALRM+LED DSP RR CONN |  |  | OEM & SPECIAL PRODUCTS | DC Systems | MX06 | 236 | 200.6
BE400-KR | APC Back-UPS ES 400VA 220V Korean | 230 | 230 | BACK-UPS | Uninterruptible Power Supply (UPS) | Back-UPS | 191 | 162.35
BE425M | APC Back-UPS ES 6 Outlet 425VA, 120V | 120 | 120 | BACK-UPS | Uninterruptible Power Supply (UPS) | Back-UPS | 95 | 80.75
BE425M-LM | APC Back-UPS ES 6 Outlet 425VA, 120V, LAM | 120 | 120 | BACK-UPS | Uninterruptible Power Supply (UPS) | Back-UPS | 120 | 102
BE500G3 | APC Back-UPS 120V, 500VA, 6 outlets | 120 | 120 | BACK-UPS | Uninterruptible Power Supply (UPS) | Back-UPS | 136 | 115.6
BE550G | APC Back-UPS ES 8 Outlet 550VA 120V | 120 | 120 | BACK-UPS | Uninterruptible Power Supply (UPS) | Back-UPS | 143 | 121.55
BE600M1 | APC Back-UPS ES 600VA, 120V,1 USB charging port | 120 | 120 | BACK-UPS | Uninterruptible Power Supply (UPS) | Back-UPS | 125 | 106.25
BE650G1 | APC Back-UPS 650, 8 Outlet | 120 | 120 | BACK-UPS | Uninterruptible Power Supply (UPS) | Back-UPS | 145 | 123.25
BE650G1-CN | APC Back-UPS 650VA 120V 8 NEMA outlets (4 surge) Canada | 120 | 120 | BACK-UPS | Uninterruptible Power Supply (UPS) | Back-UPS | 180 | 153
BE650G1-LM | APC Back-UPS 650, 8 Outlet, LAM | 120 | 120 | BACK-UPS | Uninterruptible Power Supply (UPS) | Back-UPS | 179 | 152.15
BE700G3 | APC Back-UPS 120V, 700VA, 6 outlets | 120 | 120 | BACK-UPS | Uninterruptible Power Supply (UPS) | Back-UPS | 160 | 136
BE850G2 | Back-UPS 850VA, 2 USB charging ports | 120 | 120 | BACK-UPS | Uninterruptible Power Supply (UPS) | Back-UPS | 203 | 172.55
BE900G3 | APC Back-UPS 120V, 900VA, 8 outlets | 120 | 120 | BACK-UPS | Uninterruptible Power Supply (UPS) | Back-UPS | 231 | 196.35
BE1050G3 | APC Back-UPS 120V,1050VA, 8 outlets | 120 | 120 | BACK-UPS | Uninterruptible Power Supply (UPS) | Back-UPS | 255 | 216.75
BGM1500 | APC Gaming Back-UPS, 10 outlet, 1500VA, Pure Sinewave, 120V | 120 | 120 | BACK-UPS | Uninterruptible Power Supply (UPS) | Back-UPS Pro | 457 | 388.45
BGM1500-US | APC Gaming Back-UPS, 10 outlet, 1500VA, Pure Sinewave, 120V, Arctic (White) and reactor circle. | 120 | 120 | BACK-UPS | Uninterruptible Power Supply (UPS) | Back-UPS Pro | 457 | 388.45
BGM1500B | APC Gaming Back-UPS, 10 outlet, 1500VA, Pure Sinewave, 120V, Black | 120 | 120 | BACK-UPS | Uninterruptible Power Supply (UPS) | Back-UPS Pro | 457 | 388.45
BGM1500B-US | APC Midnight (Black) Gaming UPS with 1500VA and reactor circle.10 outlet,, Pure Sinewave, 120V, Black | 120 | 120 | BACK-UPS | Uninterruptible Power Supply (UPS) | Back-UPS Pro | 457 | 388.45
BK325I | APC BACK-UPS CS 325VA 230V W/O SW | 230 | 230 | BACK-UPS | Uninterruptible Power Supply (UPS) | Back-UPS | 160 | 136
BK350 | APC Back-UPS 350, 120V. | 120 | 120 | BACK-UPS | Uninterruptible Power Supply (UPS) | Back-UPS | 167 | 141.95
BK350EI | APC BACK-UPS CS 350VA USB/SERIAL 230V | 230 | 230 | BACK-UPS | Uninterruptible Power Supply (UPS) | Back-UPS | 271 | 230.35
BK500 | APC Back-UPS 500, 120V | 120 | 120 | BACK-UPS | Uninterruptible Power Supply (UPS) | Back-UPS | 225 | 191.25
BK500BLK | APC Back-UPS 500, Black, 120V | 120 | 120 | BACK-UPS | Uninterruptible Power Supply (UPS) | Back-UPS | 219 | 186.15
BK500EI | APC BACK-UPS CS 500VA 230V USB/SERIAL | 230 | 230 | BACK-UPS | Uninterruptible Power Supply (UPS) | Back-UPS | 207 | 175.95
BK650EI | APC Back-UPS 650VA 230V | 230 | 230 | BACK-UPS | Uninterruptible Power Supply (UPS) | Back-UPS | 263 | 223.55
BN450M-CA | APC Back-UPS NS 6 Outlet 450VA, 120V, Retail, Canada | 120 | 120 | BACK-UPS | Uninterruptible Power Supply (UPS) | Back-UPS | 96 | 81.6
BN1100M2-CA | Back UPS PRO BN 1100VA,10 Outlets, 2 USB Charging Ports, AVR, LCD Interface , Canada | 120 |  | BACK-UPS | Uninterruptible Power Supply (UPS) | Back-UPS Pro | 342 | 290.7
BN1350M2-CA | Back UPS PRO BN 1350VA, 10 Outlets, 2 USB Charging Ports, AVR, LCD interface, Canada | 120 |  | BACK-UPS | Uninterruptible Power Supply (UPS) | Back-UPS Pro | 428 | 363.8
BR24BPG | Back-UPS Pro External Battery Pack | 120 |  | BACK-UPS | Uninterruptible Power Supply (UPS) | Back-UPS Pro | 316 | 268.6
BR500CI-AS | APC Back-UPS RS 500, 230V without auto shutdown software, ASEAN | 230 |  | BACK-UPS | Uninterruptible Power Supply (UPS) | Back-UPS | 158 | 134.3
BR650MI | Back UPS Pro BR 650VA, 6 Outlets, AVR, LCD Interface | 230 | 230 | BACK-UPS | Uninterruptible Power Supply (UPS) | Back-UPS Pro | 295 | 250.75
BR700G | Back UPS RS LCD 700 Master Control | 120 | 120 | BACK-UPS | Uninterruptible Power Supply (UPS) | Back-UPS Pro | 236 | 200.6
BR1000MS | Back UPS PRO BR 1000VA, SineWave, 10 Outlets, 2 USB Charging Ports, AVR, LCD interface | 120 | 120 | BACK-UPS | Uninterruptible Power Supply (UPS) | Back-UPS Pro | 269 | 228.65
BR1350MS | Back UPS PRO BR 1350VA, SineWave, 10 Outlets, 2 USB Charging Ports, AVR, LCD interface | 120 | 120 | BACK-UPS | Uninterruptible Power Supply (UPS) | Back-UPS Pro | 357 | 303.45
BR1500G | Power Saving Back-UPS RS 1500 | 120 | 120 | BACK-UPS | Uninterruptible Power Supply (UPS) | Back-UPS Pro | 448 | 380.8
BR1500GI | Power Saving Back-UPS RS 1500 230V | 230 | 230 | BACK-UPS | Uninterruptible Power Supply (UPS) | Back-UPS Pro | 867 | 736.95
BR1500MS2 | Back UPS PRO 1500VA, Sinewave, 10 outlets, 2 USB Charging ports, AVR, LCD | 120 | 120 | BACK-UPS | Uninterruptible Power Supply (UPS) | Back-UPS Pro | 425 | 361.25
BV400XU | Back-UPS 400VA, Flexible Mounting, Low Profile, Industrial | 120 | 120 | MEDIUM BACK-UPS | Uninterruptible Power Supply (UPS) | Back-UPS | 287 | 243.95
BVK750M2 | APC Back-UPS 750VA, 120V, AVR, 2 USB Charging Port, NEMA Sockets | 120 | 120 | MEDIUM BACK-UPS | Uninterruptible Power Supply (UPS) | Back-UPS | 209 | 177.65
BVK950M2 | APC Back-UPS 950 VA, 120V, AVR, 2 USB Charging Port, NEMA Sockets | 120 | 120 | MEDIUM BACK-UPS | Uninterruptible Power Supply (UPS) | Back-UPS | 234 | 198.9
BVK1200M2 | APC Back-UPS 1200VA, 120V, AVR, 2 USB Charging Port NEMA Sockets | 120 | 120 | MEDIUM BACK-UPS | Uninterruptible Power Supply (UPS) | Back-UPS | 270 | 229.5
BX850M | Back UPS Pro BX 850VA, 8 Outlets, AVR, LCD interface | 120 | 120 | BACK-UPS | Uninterruptible Power Supply (UPS) | Back-UPS Pro | 258 | 219.3
BX1000M | Back UPS Pro BX 1000VA, 8 Outlets, AVR, LCD interface | 120 | 120 | BACK-UPS | Uninterruptible Power Supply (UPS) | Back-UPS Pro | 281 | 238.85
BX1350M | Back UPS Pro BX 1350VA, 10 Outlets, AVR, LCD interface | 120 | 120 | BACK-UPS | Uninterruptible Power Supply (UPS) | Back-UPS Pro | 328 | 278.8
BX1500M | Back UPS Pro BX 1500VA, 10 Outlets, AVR, LCD interface | 120 | 120 | BACK-UPS | Uninterruptible Power Supply (UPS) | Back-UPS Pro | 317 | 269.45
WAGSPARTS | AGS SPARE PARTS |  |  | SPARES 3PH | Uninterruptible Power Supply (UPS) | Back-UPS | Call for Quote | Call for Quote
ANS357 | CUSTOM 3RD PARTY INSTALLATION SERVICE |  |  | SP POWER STARTUP | Services | Installation Services for Critical Power & Cooling | Call for Quote | Call for Quote
QWBATTINSTALL | Battery Installation Service |  |  | BATT REPL 3PH | Services | Installation Services for Critical Power & Cooling | Call for Quote | Call for Quote
QWINSTALL | Custom Contracted Installation |  |  | THIRD PARTY PROCUREMEN | Services | Installation Services for Critical Power & Cooling | Call for Quote | Call for Quote
QWINSTALLCL | Custom Contracted Installation for Cooling |  |  | THIRD PARTY PROCUREMEN | Services | Installation Services for Critical Power & Cooling | Call for Quote | Call for Quote
QWINSTALLPF | Custom Contracted Installation for Prefab |  |  | THIRD PARTY PROCUREMEN | Services | Installation Services for Critical Power & Cooling | Call for Quote | Call for Quote
QWINSTALLRK | Custom Contracted Installation for Racks |  |  | THIRD PARTY PROCUREMEN | Services | Installation Services for Critical Power & Cooling | Call for Quote | Call for Quote
QWINSTALLTK | Custom Contracted Installation for Turn Key Project |  |  | THIRD PARTY PROCUREMEN | Services | Installation Services for Critical Power & Cooling | Call for Quote | Call for Quote
QWINSTALLUPS | Custom Contracted Installation for UPS |  |  | THIRD PARTY PROCUREMEN | Services | Installation Services for Critical Power & Cooling | Call for Quote | Call for Quote
QWPFCOMMISS | Start-Up and Commissioning Service for (1) PFDC System - PO Out |  |  | PREFAB INSTALL SVCS | Services | Installation Services for Critical Power & Cooling | Call for Quote | Call for Quote
QWPFINSTALL | Prefab Installation Services 3rd Party |  |  | PREFAB INSTALL SVCS | Services | Installation Services for Critical Power & Cooling | Call for Quote | Call for Quote
QWTEST | Functional Test Service |  |  | AUDIT & ASSESSMENT | Services | Installation Services for Critical Power & Cooling | Call for Quote | Call for Quote
WASSEM5X8-2-AX-26 | Scheduled Assembly Service 5X8 for 1-2 Additional InfraStruXure InRow RC |  |  | SP COOLING INSTALL | Services | Installation Services for Critical Power & Cooling | 1245 | 1058.25
WASSEM5X8-3-AX-26 | Scheduled Assembly Service 5X8 for 1-3 InfraStruXure InRow RC |  |  | SP COOLING INSTALL | Services | Installation Services for Critical Power & Cooling | 2390 | 2031.5
WASSEM5X8-3R-PX-10 | 5X8 Scheduled Assembly of 1-3 Additional Racks |  |  | SP POWER INSTALL | Services | Installation Services for Critical Power & Cooling | 1735 | 1474.75
WASSEM5X8-5R-PX-20 | 5X8 Scheduled Assembly Service for 1-5 Racks |  |  | SP POWER INSTALL | Services | Installation Services for Critical Power & Cooling | 4550 | 3867.5
WASSEM5X8-AX-14 | Scheduled Assembly and Start-Up Service for InRow SC Air Cooled Self Contained |  |  | SP COOLING INSTALL | Services | Installation Services for Critical Power & Cooling | 3350 | 2847.5
WASSEM5X8-AX-15 | Scheduled Assembly Service 5X8 for InRow RD10 kW Water/Glycol and Air cooled |  |  | SP COOLING INSTALL | Services | Installation Services for Critical Power & Cooling | 2210 | 1878.5
WASSEM5X8-AX-20 | Scheduled Assembly of the Thermal Containment Components |  |  | SP COOLING INSTALL | Services | Installation Services for Critical Power & Cooling | 5505 | 4679.25
WASSEM5X8-AX-21 | Assembly Service for Thermal Containment Add-ons |  |  | SP COOLING INSTALL | Services | Installation Services for Critical Power & Cooling | 735 | 624.75
WASSEM5X8-AX-22 | Scheduled Air Assembly Service 5X8 for InRow RP Chilled Water units |  |  | SP COOLING INSTALL | Services | Installation Services for Critical Power & Cooling | 3085 | 2622.25
WASSEM5X8-AX-28 | Scheduled Assembly Service 5X8 for (1) In Row ACRD101 series |  |  | SP COOLING INSTALL | Services | Installation Services for Critical Power & Cooling | 2220 | 1887
WASSEM5X8-AX-34 | Scheduled Assembly Service 5X8 for InRow ACRD 300 and 301 Series |  |  | SP COOLING INSTALL | Services | Installation Services for Critical Power & Cooling | 2440 | 2074
WASSEM5X8-AX-36 | Scheduled Assembly Service 5X8 for (1) In Row ACRH 301 series |  |  | SP COOLING INSTALL | Services | Installation Services for Critical Power & Cooling | 3795 | 3225.75
WASSEM5X8-AX-41 | Scheduled Air Assembly Service 5X8 for InRow RP DX units |  |  | SP COOLING INSTALL | Services | Installation Services for Critical Power & Cooling | 2310 | 1963.5
WASSEM5X8-RK-01 | 5X8 Scheduled Assembly Service for (1) Rack |  |  | SP POWER INSTALL | Services | Installation Services for Critical Power & Cooling | 4905 | 4169.25
WASSEM5X8-RK-02 | 5X8 Scheduled Assembly Service for (2) Racks |  |  | SP POWER INSTALL | Services | Installation Services for Critical Power & Cooling | 5520 | 4692
WASSEM5X8-RK-03 | 5X8 Scheduled Assembly Service for (3) Racks |  |  | SP POWER INSTALL | Services | Installation Services for Critical Power & Cooling | 6135 | 5214.75
WASSEM5X8-RK-04 | 5X8 Scheduled Assembly Service for (4) Racks |  |  | SP POWER INSTALL | Services | Installation Services for Critical Power & Cooling | 6745 | 5733.25
WASSEM5X8-RK-05 | 5X8 Scheduled Assembly Service for (5) Racks |  |  | SP POWER INSTALL | Services | Installation Services for Critical Power & Cooling | 7355 | 6251.75
WASSEM5X8-RK-06 | 5X8 Scheduled Assembly Service for (6) Racks |  |  | SP POWER INSTALL | Services | Installation Services for Critical Power & Cooling | 10220 | 8687
WASSEM5X8-RK-07 | 5X8 Scheduled Assembly Service for (7) Racks |  |  | SP POWER INSTALL | Services | Installation Services for Critical Power & Cooling | 10835 | 9209.75
WASSEM5X8-RK-08 | 5X8 Scheduled Assembly Service for (8) Racks |  |  | SP POWER INSTALL | Services | Installation Services for Critical Power & Cooling | 11445 | 9728.25
WASSEM-EZ-00 | Assembly Service for (1) Galaxy E3S ext. Battery cabinet |  |  | SP POWER STARTUP | Services | Installation Services for Critical Power & Cooling | 6520 | 5542
WASSEM-VL-200 | Assembly Service for (1) Galaxy VL 200kVA |  |  | SP POWER STARTUP | Services | Installation Services for Critical Power & Cooling | 4210 | 3578.5
WASSEM-VL-300 | Assembly Service for (1) Galaxy VL 300kVA |  |  | SP POWER STARTUP | Services | Installation Services for Critical Power & Cooling | 4365 | 3710.25
WASSEM-VL-400 | Assembly Service for (1) Galaxy VL 400kVA |  |  | SP POWER STARTUP | Services | Installation Services for Critical Power & Cooling | 4525 | 3846.25
WASSEM-VL-500 | Assembly Service for (1) Galaxy VL 500kVA |  |  | SP POWER STARTUP | Services | Installation Services for Critical Power & Cooling | 4690 | 3986.5
WASSEM-VL-MBC | Assembly Service 5X8 for (1) Galaxy VL Maintenance Bypass Cabinet |  |  | SP POWER STARTUP | Services | Installation Services for Critical Power & Cooling | 1210 | 1028.5
WASSEM-VM-00 | Assembly Service for (1) Galaxy VM |  |  | SP POWER STARTUP | Services | Installation Services for Critical Power & Cooling | 5475 | 4653.75
WASSEM-VS1-A15 | Assembly Service for (1) GVS 10-15kVA |  |  | SP POWER STARTUP | Services | Installation Services for Critical Power & Cooling | 4830 | 4105.5
WASSEM-VS1-A25 | Assembly Service for (1) GVS 20-25kVA |  |  | SP POWER STARTUP | Services | Installation Services for Critical Power & Cooling | 4830 | 4105.5
WASSEM-VS1-A30 | Assembly Service for (1) GVS 30kVA |  |  | SP POWER STARTUP | Services | Installation Services for Critical Power & Cooling | 4830 | 4105.5
WASSEM-VS1-A40 | Assembly Service for (1) GVS 40kVA |  |  | SP POWER STARTUP | Services | Installation Services for Critical Power & Cooling | 4830 | 4105.5
WASSEM-VS1-A50 | Assembly Service for (1) GVS 50kVA |  |  | SP POWER STARTUP | Services | Installation Services for Critical Power & Cooling | 4830 | 4105.5
WASSEM-VS2-A40 | Assembly Service for (1) GVS 10-15kVA |  |  | SP POWER STARTUP | Services | Installation Services for Critical Power & Cooling | 5475 | 4653.75
WASSEM-VS2-A41 | Assembly Service for (1) GVS 20-25kVA |  |  | SP POWER STARTUP | Services | Installation Services for Critical Power & Cooling | 5475 | 4653.75
WASSEM-VS2-A50 | Assembly Service for (1) GVS 30-50kVA |  |  | SP POWER STARTUP | Services | Installation Services for Critical Power & Cooling | 5475 | 4653.75
WASSEM-VS2-A60 | Assembly Service for (1) GVS 60kVA |  |  | SP POWER STARTUP | Services | Installation Services for Critical Power & Cooling | 5475 | 4653.75
WASSEM-VS2-A100 | Assembly Service for (1) GVS 80-100kVA |  |  | SP POWER STARTUP | Services | Installation Services for Critical Power & Cooling | 5475 | 4653.75
WASSEM-VS3-A75 | Assembly Service for (1) GVS 60-80kVA |  |  | SP POWER STARTUP | Services | Installation Services for Critical Power & Cooling | 5475 | 4653.75
WASSEM-VS3-A150 | Assembly Service for (1) GVS 120-150kVA |  |  | SP POWER STARTUP | Services | Installation Services for Critical Power & Cooling | 8050 | 6842.5
WASSEM-VX-50 | Assembly Service 5X8 for (1) Galaxy VX 500 Scalable to 750kVA UPS |  |  | SP POWER STARTUP | Services | Installation Services for Critical Power & Cooling | 18485 | 15712.25
WASSEM-VX-51 | Assembly Service 5X8 for (1) Galaxy VX 500kVA UPS |  |  | SP POWER STARTUP | Services | Installation Services for Critical Power & Cooling | 18485 | 15712.25
WASSEM-VX-52 | Assembly Service 5X8 for (1) Galaxy VX 500kVA N+1 Redundant UPS |  |  | SP POWER STARTUP | Services | Installation Services for Critical Power & Cooling | 23025 | 19571.25
WASSEM-VX-53 | Assembly Service 5X8 for (1) Galaxy VX 500 Scalable to 1000kVA UPS |  |  | SP POWER STARTUP | Services | Installation Services for Critical Power & Cooling | 18485 | 15712.25
WASSEM-VX-54 | Assembly Service 5X8 for (1) Galaxy VX 500 Scalable to 1250kVA UPS |  |  | SP POWER STARTUP | Services | Installation Services for Critical Power & Cooling | 18485 | 15712.25
WASSEM-VX-55 | Assembly Service 5X8 for (1) Galaxy VX 500 Scalable to 1500kVA UPS |  |  | SP POWER STARTUP | Services | Installation Services for Critical Power & Cooling | 18485 | 15712.25
WASSEM-VX-62 | Assembly Service 5X8 for (1) Galaxy VX 625kVA UPS |  |  | SP POWER STARTUP | Services | Installation Services for Critical Power & Cooling | 21810 | 18538.5
WASSEM-VX-64 | Assembly Service 5X8 for (1) Galaxy VX 625 Scalable to 1000kVA UPS |  |  | SP POWER STARTUP | Services | Installation Services for Critical Power & Cooling | 22420 | 19057
WASSEM-VX-75 | Assembly Service 5X8 for (1) Galaxy VX 750kVA UPS |  |  | SP POWER STARTUP | Services | Installation Services for Critical Power & Cooling | 23025 | 19571.25
WASSEM-VX-76 | Assembly Service 5X8 for (1) Galaxy VX 750kVA N+1 Redundant UPS |  |  | SP POWER STARTUP | Services | Installation Services for Critical Power & Cooling | 23630 | 20085.5
WASSEM-VX-77 | Assembly Service 5X8 for (1) Galaxy VX 750 Scalable to 1000kVA UPS |  |  | SP POWER STARTUP | Services | Installation Services for Critical Power & Cooling | 24235 | 20599.75
WASSEM-VX-78 | Assembly Service 5X8 for (1) Galaxy VX 750 Scalable to 1250kVA UPS |  |  | SP POWER STARTUP | Services | Installation Services for Critical Power & Cooling | 24235 | 20599.75
WASSEM-VX-79 | Assembly Service 5X8 for (1) Galaxy VX 750 Scalable to 1500kVA UPS |  |  | SP POWER STARTUP | Services | Installation Services for Critical Power & Cooling | 24235 | 20599.75
WASSEM-VX-100 | Assembly Service 5X8 for (1) Galaxy VX 1000kVA UPS |  |  | SP POWER STARTUP | Services | Installation Services for Critical Power & Cooling | 23025 | 19571.25
WASSEM-VX-101 | Assembly Service 5X8 for (1) Galaxy VX 1000kVA N+1 Redundant UPS |  |  | SP POWER STARTUP | Services | Installation Services for Critical Power & Cooling | 28480 | 24208
WASSEM-VX-102 | Assembly Service 5X8 for (1) Galaxy VX 1000 Scalable to 1250kVA UPS |  |  | SP POWER STARTUP | Services | Installation Services for Critical Power & Cooling | 24235 | 20599.75
WASSEM-VX-103 | Assembly Service 5X8 for (1) Galaxy VX 1000 Scalable to 1500kVA UPS |  |  | SP POWER STARTUP | Services | Installation Services for Critical Power & Cooling | 28480 | 24208
WASSEM-VX-120 | Assembly Service 5X8 for (1) Galaxy VX 1250kVA UPS |  |  | SP POWER STARTUP | Services | Installation Services for Critical Power & Cooling | 28480 | 24208
WASSEM-VX-121 | Assembly Service 5X8 for (1) Galaxy VX 1250kVA N+1 Redundant UPS |  |  | SP POWER STARTUP | Services | Installation Services for Critical Power & Cooling | 31505 | 26779.25
WASSEM-VX-122 | Assembly Service 5X8 for (1) Galaxy VX 1250 Scalable to 1500kVA UPS |  |  | SP POWER STARTUP | Services | Installation Services for Critical Power & Cooling | 29690 | 25236.5
WASSEM-VX-150 | Assembly Service 5X8 for (1) Galaxy VX 1500kVA UPS |  |  | SP POWER STARTUP | Services | Installation Services for Critical Power & Cooling | 31505 | 26779.25
WASSEM-VX-151 | Assembly Service 5X8 for (1) Galaxy VX 1500kVA N+1 Redundant UPS |  |  | SP POWER STARTUP | Services | Installation Services for Critical Power & Cooling | 34530 | 29350.5
WASSEMEXBAD-VSB-00 | Scheduled Assembly Service 5X8 for (1) Additional Galaxy VS Battery Frame. |  |  | SP POWER INSTALL | Services | Installation Services for Critical Power & Cooling | 4960 | 4216
WASSEMEXBAT-LB-01 | (1) Assembly Service for (1) Cabinet Li-Ion Battery solution |  |  | SP POWER STARTUP | Services | Installation Services for Critical Power & Cooling | 4625 | 3931.25
WASSEMEXBAT-LB-02 | (1) Assembly Service for (2) Cabinets Li-Ion Battery solution |  |  | SP POWER STARTUP | Services | Installation Services for Critical Power & Cooling | 6480 | 5508
WASSEMEXBAT-LB-03 | (1) Assembly Service for (3) Cabinets Li-Ion Battery solution |  |  | SP POWER STARTUP | Services | Installation Services for Critical Power & Cooling | 8325 | 7076.25
WASSEMEXBAT-LB-04 | (1) Assembly Service for (4) Cabinets Li-Ion Battery solution |  |  | SP POWER STARTUP | Services | Installation Services for Critical Power & Cooling | 9755 | 8291.75
WASSEMEXBAT-LB-05 | (1) Assembly Service for (5) Cabinets Li-Ion Battery solution |  |  | SP POWER STARTUP | Services | Installation Services for Critical Power & Cooling | 11190 | 9511.5
WASSEMEXBAT-LB-06 | (1) Assembly Service for (6) Cabinets Li-Ion Battery solution |  |  | SP POWER STARTUP | Services | Installation Services for Critical Power & Cooling | 13450 | 11432.5
WASSEMEXBAT-LB-07 | (1) Assembly Service for (7) Cabinets Li-Ion Battery solution |  |  | SP POWER STARTUP | Services | Installation Services for Critical Power & Cooling | 14880 | 12648
WASSEMEXBAT-LB-08 | (1) Assembly Service for (8) Cabinets Li-Ion Battery solution |  |  | SP POWER STARTUP | Services | Installation Services for Critical Power & Cooling | 18035 | 15329.75
WASSEMEXBAT-LB-09 | (1) Assembly Service for (9) Cabinets Li-Ion Battery solution |  |  | SP POWER STARTUP | Services | Installation Services for Critical Power & Cooling | 19120 | 16252
WASSEMEXBAT-LB-10 | (1) Assembly Service for (10) Cabinets Li-Ion Battery solution |  |  | SP POWER STARTUP | Services | Installation Services for Critical Power & Cooling | 22115 | 18797.75
WASSEMEXBAT-LB-11 | (1) Assembly Service for (11) Cabinets Li-Ion Battery solution |  |  | SP POWER STARTUP | Services | Installation Services for Critical Power & Cooling | 22575 | 19188.75
WASSEMEXBAT-LB-12 | (1) Assembly Service for (12) Cabinets Li-Ion Battery solution |  |  | SP POWER STARTUP | Services | Installation Services for Critical Power & Cooling | 25285 | 21492.25
WASSEMEXBAT-LB-13 | (1) Assembly Service for (13) Cabinets Li-Ion Battery solution |  |  | SP POWER STARTUP | Services | Installation Services for Critical Power & Cooling | 26795 | 22775.75
WASSEMEXBAT-LB-14 | (1) Assembly Service for (14) Cabinets Li-Ion Battery solution |  |  | SP POWER STARTUP | Services | Installation Services for Critical Power & Cooling | 29370 | 24964.5
WASSEMEXBAT-LB-15 | (1) Assembly Service for (15) Cabinets Li-Ion Battery solution |  |  | SP POWER STARTUP | Services | Installation Services for Critical Power & Cooling | 31770 | 27004.5
WASSEMEXBAT-LB-16 | (1) Assembly Service for (16) Cabinets Li-Ion Battery solution |  |  | SP POWER STARTUP | Services | Installation Services for Critical Power & Cooling | 35450 | 30132.5
WASSEMEXBAT-NX-83 | Scheduled Assembly Service 5X8 for (1) External Battery Frame for Symmetra 250/500kW |  |  | SP POWER INSTALL | Services | Installation Services for Critical Power & Cooling | 6445 | 5478.25
WASSEMEXBAT-PX-23 | Scheduled Assembly Service for (1) External Battery Frame for Symmetra PX 40 kW |  |  | SP POWER INSTALL | Services | Installation Services for Critical Power & Cooling | 3625 | 3081.25
WASSEMEXBAT-PX-33 | Scheduled Assembly Service for (1) External Battery Frame for Symmetra PX 80 kW |  |  | SP POWER INSTALL | Services | Installation Services for Critical Power & Cooling | 4695 | 3990.75
WASSEMEXBAT-PX-63 | Scheduled Assembly Service for (1) External Battery Frame for Symmetra PX 160kW |  |  | SP POWER INSTALL | Services | Installation Services for Critical Power & Cooling | 6045 | 5138.25
WASSEMEXBAT-VM-24 | Scheduled Assembly Service 5X8 for (1) Galaxy VM Narrow Modular Batt Frame with up to 24 Batteries |  |  | SP POWER INSTALL | Services | Installation Services for Critical Power & Cooling | 5955 | 5061.75
WASSEMEXBAT-VM-48 | Scheduled Assembly Service 5X8 for (1) Galaxy VM Wide Modular Batt Frame with up to 48 batteries |  |  | SP POWER INSTALL | Services | Installation Services for Critical Power & Cooling | 6345 | 5393.25
WASSEMEXBAT-VSB-01 | Scheduled Assembly Service 5X8 for (1) Galaxy VS Modular Batt Frame with up to 6 Batt Strings |  |  | SP POWER INSTALL | Services | Installation Services for Critical Power & Cooling | 4250 | 3612.5
WASSEMEXBAT-VSB-02 | Scheduled Assembly Service 5X8 for (1) Galaxy VS Modular Batt Frame with up to 9 Batt Strings |  |  | SP POWER INSTALL | Services | Installation Services for Critical Power & Cooling | 4960 | 4216
WASSEMEXBTAD-VM-49 | Scheduled Assembly Service 5X8 for (1) Additional Galaxy VM Battery Frame |  |  | SP POWER STARTUP | Services | Installation Services for Critical Power & Cooling | 3085 | 2622.25
WASSEMNB-NB-10 | NetBotz Assembly Services for Models NBRK0450, NBRK0570, NBWL0355 or NBWL0455 |  |  | SP POWER INSTALL | Services | Installation Services for Critical Power & Cooling | 715 | 607.75
WASSEMNBA-NB-20 | NetBotz Assembly Service for up to 3 Appliances and Associated Accessories for 7-Series - 2-Series |  |  | SP POWER STARTUP | Services | Installation Services for Critical Power & Cooling | 9540 | 8109
WASSEMNSACL-AX-20 | Assembly Service Support for NetShelter Aisle Containment, Long (above 7m), 5X8 |  |  | SP COOLING INSTALL | Services | Installation Services for Critical Power & Cooling | 2935 | 2494.75
WASSEMNSACS-AX-20 | Assembly Service Support for NetShelter Aisle Containment, Short (up to 7m), 5X8 |  |  | SP COOLING INSTALL | Services | Installation Services for Critical Power & Cooling | 1955 | 1661.75
WASSEMPDU5X8-PD-20 | Scheduled Assembly Service 5X8 for (1) 5U Rack Distribution Panel |  |  | SP POWER STARTUP | Services | Installation Services for Critical Power & Cooling | 3230 | 2745.5
WASSEMPDU5X8-PD-30 | Scheduled Assembly Service 5X8 for (1) 1/2 Rack Remote or (1) Modular Power Panel |  |  | SP POWER STARTUP | Services | Installation Services for Critical Power & Cooling | 4580 | 3893
WASSEMRDP5X8-PX-40 | Scheduled Assembly Service 5X8 for (1) Remote Distribution Panel |  |  | SP POWER STARTUP | Services | Installation Services for Critical Power & Cooling | 2485 | 2112.25
WASSEMSTRT-EZU-15 | Assembly and Startup for (1) Easy UPS 3S UL 10-15kVA UPS Including Internal Battery Modules |  |  | SP POWER STARTUP | Services | Installation Services for Critical Power & Cooling | 5655 | 4806.75
WASSEMSTRT-EZU-20 | Assembly and Startup for (1) Easy UPS 3S UL 20kVA UPS Including Internal Battery Modules |  |  | SP POWER STARTUP | Services | Installation Services for Critical Power & Cooling | 5820 | 4947
WASSEMSTRT-EZU-30 | Assembly and Startup for (1) Easy UPS 3S UL 30kVA UPS Including Internal Battery Modules |  |  | SP POWER STARTUP | Services | Installation Services for Critical Power & Cooling | 5980 | 5083
WASSEMSTRT-EZU-40 | Assembly and Startup for (1) Easy UPS 3S UL 40kVA UPS Including Internal Battery Modules |  |  | SP POWER STARTUP | Services | Installation Services for Critical Power & Cooling | 6140 | 5219
WASSEMUPS5X8-MW-09 | Scheduled Assembly Service 5X8 for Symmetra MW 400-600kW |  |  | SP POWER INSTALL | Services | Installation Services for Critical Power & Cooling | 13275 | 11283.75
WASSEMUPS5X8-MW-11 | Scheduled Assembly Service 5X8 for Symmetra MW 1200-1600kW |  |  | SP POWER INSTALL | Services | Installation Services for Critical Power & Cooling | 35025 | 29771.25
WASSEMUPS5X8-PX-21 | Scheduled 5X8 Assembly Service for Symmetra PX 40 kW UPS and/or PDU |  |  | SP POWER INSTALL | Services | Installation Services for Critical Power & Cooling | 3385 | 2877.25
WASSEMUPS5X8-PX-31 | Scheduled 5X8 Assembly Service for Symmetra PX 80 or 100KW frame UPS, first XR Frame and/or PDU |  |  | SP POWER INSTALL | Services | Installation Services for Critical Power & Cooling | 3945 | 3353.25
WASSEMUPS5X8-PX-62 | Scheduled Assembly Service for Symmetra PX 48/64 kW UPS, Essential XR Frames Only |  |  | SP POWER INSTALL | Services | Installation Services for Critical Power & Cooling | 6020 | 5117
WASSEMUPS5X8-PX-72 | Scheduled Assembly Service for Symmetra PX 64 kW UPS with PDU and Essential XR Frames Only |  |  | SP POWER INSTALL | Services | Installation Services for Critical Power & Cooling | 8295 | 7050.75
WASSEMUPS-3R-SB-00 | Scheduled 5X8 Assembly and Power-Up Service |  |  | SP POWER INSTALL | Services | Installation Services for Critical Power & Cooling | 2615 | 2222.75
WASSEMUPS-3R-SY-00 | Scheduled 5X8 Assembly and Power-Up Service |  |  | SP POWER INSTALL | Services | Installation Services for Critical Power & Cooling | 3490 | 2966.5
WASSEMUPS-NX-81 | Scheduled Assembly Service 5X8 for (1) SY 100 to 250 kVA UPS, up to (2) XR Frames and PDU |  |  | SP POWER INSTALL | Services | Installation Services for Critical Power & Cooling | 11210 | 9528.5
WASSEMUPS-NX-82 | Scheduled Assembly Service 5X8 for (1) SY 200 kVA UPS, up to (2) XR Frames and PDU |  |  | SP POWER INSTALL | Services | Installation Services for Critical Power & Cooling | 13645 | 11598.25
WASSEMUPS-NX-84 | Scheduled Assembly Service 5X8 for (1) SY 250 kVA UPS, up to (2) XR Frames and PDU |  |  | SP POWER INSTALL | Services | Installation Services for Critical Power & Cooling | 14830 | 12605.5
WASSEMUPS-NX-85 | Scheduled Assembly Service 5X8 for (1) SY 300 kVA UPS, up to (4) XR Frames and PDU |  |  | SP POWER INSTALL | Services | Installation Services for Critical Power & Cooling | 18355 | 15601.75
WASSEMUPS-NX-86 | Scheduled Assembly Service 5X8 for (1) SY 400 kVA UPS, up to (4) XR Frames and PDU |  |  | SP POWER INSTALL | Services | Installation Services for Critical Power & Cooling | 21460 | 18241
WASSEMUPS-NX-87 | Scheduled Assembly Service 5X8 for (1) Symmetra 500kW UPS, up to (4) XR Frames and PDU |  |  | SP POWER INSTALL | Services | Installation Services for Critical Power & Cooling | 22700 | 19295
WASSEMUPS-SPL-00 | Smart-UPS Modular Ultra Start Up and Assembly Combined Service |  |  | SP POWER STARTUP | Services | Installation Services for Critical Power & Cooling | 1660 | 1411
WCONFIGCAL | Configuration - Calibration Service for (1) Batt Manager System Module |  |  | SP POWER STARTUP | Services | Installation Services for Critical Power & Cooling | 2445 | 2078.25
WCOOLPOSTSTARTUP | Cooling Post Start-Up Site Optimization |  |  | SP COOLING INSTALL | Services | Installation Services for Critical Power & Cooling | Call for Quote | Call for Quote
WICS | Installation Planning |  |  | AUDIT & ASSESSMENT | Services | Installation Services for Critical Power & Cooling | 5495 | 4670.75
WINSTL-BM-02 | Assembly Service for (1) Batt Manager Expansion System Module - Tab Washers Already Installed |  |  | SP POWER INSTALL | Services | Installation Services for Critical Power & Cooling | 5385 | 4577.25
WINSTL-MDC-01 | Assembly, Start-UPS, and Integration Service for (1) Level 1 Micro DC |  |  | SP POWER INSTALL | Services | Installation Services for Critical Power & Cooling | 5535 | 4704.75
WINSTL-MDC-02 | Assembly, Start-UPS, and Integration Service for (1) Level 2 Micro DC |  |  | SP POWER INSTALL | Services | Installation Services for Critical Power & Cooling | 7610 | 6468.5
WINSTL-MDC-03 | Assembly, Start-UPS, and Integration Service for (1) Level 3 Micro DC |  |  | SP POWER INSTALL | Services | Installation Services for Critical Power & Cooling | 13835 | 11759.75
WITG | NETWORK INTEGRATION SERVICE |  |  | SOFTWARE DEPLOYMENT | Services | Network Integration | Call for Quote | Call for Quote
WNCT075201 | Orientation & Training |  |  | SP POWER INSTALL | Services | Installation Services for Critical Power & Cooling | Call for Quote | Call for Quote
WNPR071001 | ISX Installation Management Service |  |  | AUDIT & ASSESSMENT | Services | Installation Services for Critical Power & Cooling | Call for Quote | Call for Quote
WNPR071011 | Installation Management Base Service |  |  | AUDIT & ASSESSMENT | Services | Installation Services for Critical Power & Cooling | 7875 | 6693.75
WNPR071020 | Installation Management Unit |  |  | AUDIT & ASSESSMENT | Services | Installation Services for Critical Power & Cooling | 350 | 297.5
WPRJCL | Project Management Per Contract for Cooling |  |  | MED SMAL RANGE 3PH UPS | Services | Installation Services for Critical Power & Cooling | Call for Quote | Call for Quote
WPRJPF | Project Management Per Contract for Prefab |  |  | MED SMAL RANGE 3PH UPS | Services | Installation Services for Critical Power & Cooling | Call for Quote | Call for Quote
WPRJRK | Project Management Per Contract for Racks |  |  | MED SMAL RANGE 3PH UPS | Services | Installation Services for Critical Power & Cooling | Call for Quote | Call for Quote
WPRJTK | Project Management Per Contract for Turn Key Project |  |  | MED SMAL RANGE 3PH UPS | Services | Installation Services for Critical Power & Cooling | Call for Quote | Call for Quote
WPRJUPS | Project Management Per Contract for UPS |  |  | MED SMAL RANGE 3PH UPS | Services | Installation Services for Critical Power & Cooling | Call for Quote | Call for Quote
WQFWT | FSE performed Factory Witness Test |  |  | SP POWER INSTALL | Services | Installation Services for Critical Power & Cooling | Call for Quote | Call for Quote
WQFWTE3L | Factory Witness Test Performed for E3L |  |  | MED SMAL RANGE 3PH UPS | Services | Installation Services for Critical Power & Cooling | Call for Quote | Call for Quote
WQFWTE3M | Factory Witness Test Performed for E3M |  |  | MED SMAL RANGE 3PH UPS | Services | Installation Services for Critical Power & Cooling | Call for Quote | Call for Quote
WQFWTE3S | Factory Witness Test Performed for E3S |  |  | MED SMAL RANGE 3PH UPS | Services | Installation Services for Critical Power & Cooling | Call for Quote | Call for Quote
WQFWTG7K | Factory Witness Test Performed for G7K |  |  | MED SMAL RANGE 3PH UPS | Services | Installation Services for Critical Power & Cooling | Call for Quote | Call for Quote
WQFWTGVL | Factory Witness Test Performed for GVL |  |  | MED SMAL RANGE 3PH UPS | Services | Installation Services for Critical Power & Cooling | Call for Quote | Call for Quote
WQFWTGVM | Factory Witness Test Performed for GVM |  |  | MED SMAL RANGE 3PH UPS | Services | Installation Services for Critical Power & Cooling | Call for Quote | Call for Quote
WQFWTGVS | Factory Witness Test Performed for GVS |  |  | MED SMAL RANGE 3PH UPS | Services | Installation Services for Critical Power & Cooling | Call for Quote | Call for Quote
WQFWTGVX | Factory Witness Test Performed for GVX |  |  | MED SMAL RANGE 3PH UPS | Services | Installation Services for Critical Power & Cooling | Call for Quote | Call for Quote
WQINSTALL | Custom Field Service Installation Service |  |  | SP POWER INSTALL | Services | Installation Services for Critical Power & Cooling | Call for Quote | Call for Quote
WQINSTLCOOL | Custom Cooling Installation Service |  |  | SP COOLING INSTALL | Services | Installation Services for Critical Power & Cooling | Call for Quote | Call for Quote
WQPFCOMMISS | Internal Commissioning On-Site Services |  |  | PREFAB INSTALL SVCS | Services | Installation Services for Critical Power & Cooling | Call for Quote | Call for Quote
WQPFENG | Internal Engineering Services |  |  | PREFAB INSTALL SVCS | Services | Installation Services for Critical Power & Cooling | Call for Quote | Call for Quote
WQPFINSTALL | Internal Installation Services |  |  | PREFAB INSTALL SVCS | Services | Installation Services for Critical Power & Cooling | Call for Quote | Call for Quote
WQPFPM | Internal Project Management Services |  |  | PREFAB INSTALL SVCS | Services | Installation Services for Critical Power & Cooling | Call for Quote | Call for Quote
WQPFSERV | Internal Combined Support Services |  |  | PREFAB CLSSC CONTRACT | Services | Installation Services for Critical Power & Cooling | Call for Quote | Call for Quote
WSITECOORD | Site Coordination Service |  |  | DATA CTR PROJECTS | Services | Installation Services for Critical Power & Cooling | 7325 | 6226.25
WSTRTUP5X8-AX-07 | Start-up Service 5X8 for (1) 3.5kW split system unit |  |  | SP COOLING INSTALL | Services | Installation Services for Critical Power & Cooling | 3985 | 3387.25
WSTRTUP5X8-AX-15 | Start-up Service 5X8 for In Row ACRD Half Rack 10KW |  |  | SP COOLING INSTALL | Services | Installation Services for Critical Power & Cooling | 2605 | 2214.25
WSTRTUP5X8-AX-22 | Start-Up Service 5X8 for NetworkAIR CW 28-87 kW |  |  | SP COOLING INSTALL | Services | Installation Services for Critical Power & Cooling | 2105 | 1789.25
WSTRTUP5X8-AX-25 | Start-up Service 5x8 for InRoom Chilled Water 28-87kw |  |  | SP COOLING INSTALL | Services | Installation Services for Critical Power & Cooling | 2610 | 2218.5
WSTRTUP5X8-AX-26 | Start-Up Service 5X8 for InfraStruXure InRow RC AX-26 |  |  | SP COOLING INSTALL | Services | Installation Services for Critical Power & Cooling | 1705 | 1449.25
WSTRTUP5X8-AX-28 | Start-up Service 5X8 for (1) In Row ACRD101 series |  |  | SP COOLING INSTALL | Services | Installation Services for Critical Power & Cooling | 2860 | 2431
WSTRTUP5X8-AX-31 | Start-Up Service 5X8 for NetworkAIR CM A/W/G/PC with OHE |  |  | SP COOLING INSTALL | Services | Installation Services for Critical Power & Cooling | 2605 | 2214.25
WSTRTUP5X8-AX-34 | Start-up Service 5X8 for (1) In Row ACRD 300 and 301 series |  |  | SP COOLING INSTALL | Services | Installation Services for Critical Power & Cooling | 3510 | 2983.5
WSTRTUP5X8-AX-36 | Start-up Service 5X8 for (1) In Row ACRH 301 series |  |  | SP COOLING INSTALL | Services | Installation Services for Critical Power & Cooling | 4510 | 3833.5
WSTRTUP5X8-AX-41 | Start-Up Service 5X8 for NetworkAIR FM A/W/G/PC 0-27 kW with OHE |  |  | SP COOLING INSTALL | Services | Installation Services for Critical Power & Cooling | 2855 | 2426.75
WSTRTUP5X8-G5-60 | Start-Up Service 5x8 for Galaxy 5000 100 - 130 kVA UPS |  |  | SP POWER STARTUP | Services | Installation Services for Critical Power & Cooling | 6815 | 5792.75
WSTRTUP5X8-PD-20 | Start-Up Service 5X8 for 5U Rack Distribution Panel |  |  | SP POWER STARTUP | Services | Installation Services for Critical Power & Cooling | 4475 | 3803.75
WSTRTUP5X8-PD-30 | Start-Up Service for (1) 1/2 Rack Remote or (1) Modular Power Panel |  |  | SP POWER STARTUP | Services | Installation Services for Critical Power & Cooling | 4265 | 3625.25
WSTRTUP5X8-PD-50 | Start-Up Service 5X8 for (1) InfraStruxure 60kVA / 150kVA PDU |  |  | SP POWER STARTUP | Services | Installation Services for Critical Power & Cooling | 2815 | 2392.75
WSTRTUP5X81AISP-01 | Start-up Service 5X8 for All-In-One with Easy 3S, DX cooling, up to 20KW |  |  | PREFAB INSTALL SVCS | Services | Installation Services for Critical Power & Cooling | 29000 | 24650
WSTRTUP5X81AISP-02 | Start-up Service 5X8 for All-In-One with Easy 3S, DX cooling, up to 40KW |  |  | PREFAB INSTALL SVCS | Services | Installation Services for Critical Power & Cooling | 30010 | 25508.5
WSTRTUP5X81BISP-01 | Start-up Service 5X8 for All-In-One with Easy 3S, CW cooling, up to 20KW |  |  | PREFAB INSTALL SVCS | Services | Installation Services for Critical Power & Cooling | 27990 | 23791.5
WSTRTUP5X81BISP-02 | Start-up Service 5X8 for All-In-One with Easy 3S, CW cooling, up to 40KW |  |  | PREFAB INSTALL SVCS | Services | Installation Services for Critical Power & Cooling | 29760 | 25296
WSTRTUP5X82AISP-01 | Start-up Service 5X8 for All-In-One with Symmetra PX, DX cooling, up to 20KW |  |  | PREFAB INSTALL SVCS | Services | Installation Services for Critical Power & Cooling | 32785 | 27867.25
WSTRTUP5X82AISP-02 | Start-up Service 5X8 for All-In-One with Symmetra PX, DX cooling, up to 40KW |  |  | PREFAB INSTALL SVCS | Services | Installation Services for Critical Power & Cooling | 33795 | 28725.75
WSTRTUP5X82AISP-03 | Start-up Service 5X8 for All-In-One with Symmetra PX, DX cooling, up to 60KW |  |  | PREFAB INSTALL SVCS | Services | Installation Services for Critical Power & Cooling | 36575 | 31088.75
WSTRTUP5X82AISP-04 | Start-up Service 5X8 for All-In-One with Symmetra PX, DX cooling, up to 80KW |  |  | PREFAB INSTALL SVCS | Services | Installation Services for Critical Power & Cooling | 38085 | 32372.25
WSTRTUP5X82AISP-05 | Start-up Service 5X8 for All-In-One with Symmetra PX, DX cooling, up to 100KW |  |  | PREFAB INSTALL SVCS | Services | Installation Services for Critical Power & Cooling | 39605 | 33664.25
WSTRTUP5X82AISP-06 | Start-up Service 5X8 for All-In-One with Symmetra PX, DX cooling, up to 120KW |  |  | PREFAB INSTALL SVCS | Services | Installation Services for Critical Power & Cooling | 37585 | 31947.25
WSTRTUP5X82AISP-07 | Start-up Service 5X8 for All-In-One with Symmetra PX, DX cooling, up to 140KW |  |  | PREFAB INSTALL SVCS | Services | Installation Services for Critical Power & Cooling | 41120 | 34952
WSTRTUP5X82AISP-08 | Start-up Service 5X8 for All-In-One with Symmetra PX, DX cooling, up to 160KW |  |  | PREFAB INSTALL SVCS | Services | Installation Services for Critical Power & Cooling | 44150 | 37527.5
WSTRTUP5X82BISP-01 | Start-up Service 5X8 for All-In-One with Symmetra PX, CW cooling, up to 20KW |  |  | PREFAB INSTALL SVCS | Services | Installation Services for Critical Power & Cooling | 31780 | 27013
WSTRTUP5X82BISP-02 | Start-up Service 5X8 for All-In-One with Symmetra PX, CW cooling, up to 40KW |  |  | PREFAB INSTALL SVCS | Services | Installation Services for Critical Power & Cooling | 33545 | 28513.25
WSTRTUP5X82BISP-03 | Start-up Service 5X8 for All-In-One with Symmetra PX, CW cooling, up to 60KW |  |  | PREFAB INSTALL SVCS | Services | Installation Services for Critical Power & Cooling | 35565 | 30230.25
WSTRTUP5X82BISP-04 | Start-up Service 5X8 for All-In-One with Symmetra PX, CW cooling, up to 80KW |  |  | PREFAB INSTALL SVCS | Services | Installation Services for Critical Power & Cooling | 36830 | 31305.5
WSTRTUP5X82BISP-05 | Start-up Service 5X8 for All-In-One with Symmetra PX, CW cooling, up to 100KW |  |  | PREFAB INSTALL SVCS | Services | Installation Services for Critical Power & Cooling | 36830 | 31305.5
WSTRTUP5X82BISP-06 | Start-up Service 5X8 for All-In-One with Symmetra PX, CW cooling, up to 120KW |  |  | PREFAB INSTALL SVCS | Services | Installation Services for Critical Power & Cooling | 38085 | 32372.25
WSTRTUP5X82BISP-07 | Start-up Service 5X8 for All-In-One with Symmetra PX, CW cooling, up to 140KW |  |  | PREFAB INSTALL SVCS | Services | Installation Services for Critical Power & Cooling | 39350 | 33447.5
WSTRTUP5X82BISP-08 | Start-up Service 5X8 for All-In-One with Symmetra PX, CW cooling, up to 160KW |  |  | PREFAB INSTALL SVCS | Services | Installation Services for Critical Power & Cooling | 43390 | 36881.5
WSTRTUP5X83AISP-01 | Start-up Service 5X8 for All-In-One with Galaxy VS, DX cooling, up to 20KW |  |  | PREFAB INSTALL SVCS | Services | Installation Services for Critical Power & Cooling | 29760 | 25296
WSTRTUP5X83AISP-02 | Start-up Service 5X8 for All-In-One with Galaxy VS, DX cooling, up to 40KW |  |  | PREFAB INSTALL SVCS | Services | Installation Services for Critical Power & Cooling | 30765 | 26150.25
WSTRTUP5X83AISP-03 | Start-up Service 5X8 for All-In-One with Galaxy VS, DX cooling, up to 60KW |  |  | PREFAB INSTALL SVCS | Services | Installation Services for Critical Power & Cooling | 33545 | 28513.25
WSTRTUP5X83AISP-04 | Start-up Service 5X8 for All-In-One with Galaxy VS, DX cooling, up to 80KW |  |  | PREFAB INSTALL SVCS | Services | Installation Services for Critical Power & Cooling | 35060 | 29801
WSTRTUP5X83AISP-05 | Start-up Service 5X8 for All-In-One with Galaxy VS, DX cooling, up to 100KW |  |  | PREFAB INSTALL SVCS | Services | Installation Services for Critical Power & Cooling | 36575 | 31088.75
WSTRTUP5X83AISP-06 | Start-up Service 5X8 for All-In-One with Galaxy VS, DX cooling, up to 120KW |  |  | PREFAB INSTALL SVCS | Services | Installation Services for Critical Power & Cooling | 38085 | 32372.25
WSTRTUP5X83AISP-07 | Start-up Service 5X8 for All-In-One with Galaxy VS, DX cooling, up to 140KW |  |  | PREFAB INSTALL SVCS | Services | Installation Services for Critical Power & Cooling | 38085 | 32372.25
WSTRTUP5X83BISP-01 | Start-up Service 5X8 for All-In-One with Galaxy VS, CW cooling, up to 20KW |  |  | PREFAB INSTALL SVCS | Services | Installation Services for Critical Power & Cooling | 28750 | 24437.5
WSTRTUP5X83BISP-02 | Start-up Service 5X8 for All-In-One with Galaxy VS, CW cooling, up to 40KW |  |  | PREFAB INSTALL SVCS | Services | Installation Services for Critical Power & Cooling | 30515 | 25937.75
WSTRTUP5X83BISP-03 | Start-up Service 5X8 for All-In-One with Galaxy VS, CW cooling, up to 60KW |  |  | PREFAB INSTALL SVCS | Services | Installation Services for Critical Power & Cooling | 33795 | 28725.75
WSTRTUP5X83BISP-04 | Start-up Service 5X8 for All-In-One with Galaxy VS, CW cooling, up to 80KW |  |  | PREFAB INSTALL SVCS | Services | Installation Services for Critical Power & Cooling | 33795 | 28725.75
WSTRTUP5X83BISP-05 | Start-up Service 5X8 for All-In-One with Galaxy VS, CW cooling, up to 100KW |  |  | PREFAB INSTALL SVCS | Services | Installation Services for Critical Power & Cooling | 33795 | 28725.75
WSTRTUP5X83BISP-06 | Start-up Service 5X8 for All-In-One with Galaxy VS, CW cooling, up to 120KW |  |  | PREFAB INSTALL SVCS | Services | Installation Services for Critical Power & Cooling | 35060 | 29801
WSTRTUP5X83BISP-07 | Start-up Service 5X8 for All-In-One with Galaxy VS, CW cooling, up to 140KW |  |  | PREFAB INSTALL SVCS | Services | Installation Services for Critical Power & Cooling | 36325 | 30876.25
WSTRTUP5X84AISP-03 | Start-up Service 5X8 for All-In-One with Easy 3M, DX cooling, up to 60KW |  |  | PREFAB INSTALL SVCS | Services | Installation Services for Critical Power & Cooling | 33545 | 28513.25
WSTRTUP5X84AISP-04 | Start-up Service 5X8 for All-In-One with Easy3M, DX cooling, up to 80KW |  |  | PREFAB INSTALL SVCS | Services | Installation Services for Critical Power & Cooling | 35060 | 29801
WSTRTUP5X84AISP-05 | Start-up Service 5X8 for All-In-One with Easy 3M, DX cooling, up to 100KW |  |  | PREFAB INSTALL SVCS | Services | Installation Services for Critical Power & Cooling | 36575 | 31088.75
WSTRTUP5X84AISP-06 | Start-up Service 5X8 for All-In-One with Easy 3M, DX cooling, up to 120KW |  |  | PREFAB INSTALL SVCS | Services | Installation Services for Critical Power & Cooling | 38085 | 32372.25
WSTRTUP5X84AISP-07 | Start-up Service 5X8 for All-In-One with Easy 3M, DX cooling, up to 140KW |  |  | PREFAB INSTALL SVCS | Services | Installation Services for Critical Power & Cooling | 38085 | 32372.25
WSTRTUP5X84AISP-08 | Start-up Service 5X8 for All-In-One with Easy 3M, DX cooling, up to 160KW |  |  | PREFAB INSTALL SVCS | Services | Installation Services for Critical Power & Cooling | 41370 | 35164.5
WSTRTUP5X84AISP-09 | Start-up Service 5X8 for All-In-One with Easy 3M, DX cooling, up to 180KW |  |  | PREFAB INSTALL SVCS | Services | Installation Services for Critical Power & Cooling | 52780 | 44863
WSTRTUP5X84AISP-10 | Start-up Service 5X8 for All-In-One with Easy 3M, DX cooling, up to 200KW |  |  | PREFAB INSTALL SVCS | Services | Installation Services for Critical Power & Cooling | 52780 | 44863
WSTRTUP5X84BISP-03 | Start-up Service 5X8 for All-In-One with Easy 3M, CW cooling, up to 60KW |  |  | PREFAB INSTALL SVCS | Services | Installation Services for Critical Power & Cooling | 33545 | 28513.25
WSTRTUP5X84BISP-04 | Start-up Service 5X8 for All-In-One with Easy 3M, CW cooling, up to 80KW |  |  | PREFAB INSTALL SVCS | Services | Installation Services for Critical Power & Cooling | 33795 | 28725.75
WSTRTUP5X84BISP-05 | Start-up Service 5X8 for All-In-One with Easy 3M, CW cooling, up to 100KW |  |  | PREFAB INSTALL SVCS | Services | Installation Services for Critical Power & Cooling | 33795 | 28725.75
WSTRTUP5X84BISP-06 | Start-up Service 5X8 for All-In-One with Easy 3M, CW cooling, up to 120KW |  |  | PREFAB INSTALL SVCS | Services | Installation Services for Critical Power & Cooling | 35060 | 29801
WSTRTUP5X84BISP-07 | Start-up Service 5X8 for All-In-One with Easy 3M, CW cooling, up to 140KW |  |  | PREFAB INSTALL SVCS | Services | Installation Services for Critical Power & Cooling | 33795 | 28725.75
WSTRTUP5X84BISP-08 | Start-up Service 5X8 for All-In-One with Easy 3M, CW cooling, up to 160KW |  |  | PREFAB INSTALL SVCS | Services | Installation Services for Critical Power & Cooling | 41370 | 35164.5
WSTRTUP5X84BISP-09 | Start-up Service 5X8 for All-In-One with Easy 3M, CW cooling, up to 180KW |  |  | PREFAB INSTALL SVCS | Services | Installation Services for Critical Power & Cooling | 52780 | 44863
WSTRTUP5X84BISP-10 | Start-up Service 5X8 for All-In-One with Easy 3M, CW cooling, up to 200KW |  |  | PREFAB INSTALL SVCS | Services | Installation Services for Critical Power & Cooling | 52780 | 44863
WSTRTUP5X85AISP-09 | Start-up Service 5X8 for All-In-One with Galaxy VM, DX cooling, up to 180KW |  |  | PREFAB INSTALL SVCS | Services | Installation Services for Critical Power & Cooling | 46425 | 39461.25
WSTRTUP5X85AISP-10 | Start-up Service 5X8 for All-In-One with Galaxy VM, DX cooling, up to 200KW |  |  | PREFAB INSTALL SVCS | Services | Installation Services for Critical Power & Cooling | 47935 | 40744.75
WSTRTUP5X85AISP-11 | Start-up Service 5X8 for All-In-One with Galaxy VM, DX cooling, up to 220KW |  |  | PREFAB INSTALL SVCS | Services | Installation Services for Critical Power & Cooling | 49955 | 42461.75
WSTRTUP5X85BISP-09 | Start-up Service 5X8 for All-In-One with Galaxy VM, CW cooling, up to 180KW |  |  | PREFAB INSTALL SVCS | Services | Installation Services for Critical Power & Cooling | 43895 | 37310.75
WSTRTUP5X85BISP-10 | Start-up Service 5X8 for All-In-One with Galaxy VM, CW cooling, up to 200KW |  |  | PREFAB INSTALL SVCS | Services | Installation Services for Critical Power & Cooling | 43895 | 37310.75
WSTRTUP5X85BISP-11 | Start-up Service 5X8 for All-In-One with Galaxy VM, CW cooling, up to 220KW |  |  | PREFAB INSTALL SVCS | Services | Installation Services for Critical Power & Cooling | 46930 | 39890.5
WSTRTUP5X85CISP-11 | Start-up Service 5X8 for All-In-One with Galaxy VM, CRAC cooling, up to 220KW |  |  | PREFAB INSTALL SVCS | Services | Installation Services for Critical Power & Cooling | 52985 | 45037.25
WSTRTUP5X86AISP-10 | Start-up Service 5X8 for All-In-One with Galaxy VL, DX cooling, up to 200KW |  |  | PREFAB INSTALL SVCS | Services | Installation Services for Critical Power & Cooling | 47935 | 40744.75
WSTRTUP5X86AISP-11 | Start-up Service 5X8 for All-In-One with Galaxy VL, DX cooling, up to 220KW |  |  | PREFAB INSTALL SVCS | Services | Installation Services for Critical Power & Cooling | 49955 | 42461.75
WSTRTUP5X86AISP-12 | Start-up Service 5X8 for All-In-One with Galaxy VL, DX cooling, up to 240KW |  |  | PREFAB INSTALL SVCS | Services | Installation Services for Critical Power & Cooling | 52985 | 45037.25
WSTRTUP5X86APSP-13 | Start-up Service 5X8 for Power Module with Galaxy VL, DX cooling, up to 250KW |  |  | PREFAB INSTALL SVCS | Services | Installation Services for Critical Power & Cooling | 55745 | 47383.25
WSTRTUP5X86APSP-14 | Start-up Service 5X8 for Power Module with Galaxy VL, DX cooling, up to 500KW |  |  | PREFAB INSTALL SVCS | Services | Installation Services for Critical Power & Cooling | 57760 | 49096
WSTRTUP5X86APSP-15 | Start-up Service 5X8 for Power Module with Galaxy VL, DX cooling, up to 750KW |  |  | PREFAB INSTALL SVCS | Services | Installation Services for Critical Power & Cooling | 65845 | 55968.25
WSTRTUP5X86APSP-16 | Start-up Service 5X8 for Power Module with Galaxy VL, DX cooling, up to 1000KW |  |  | PREFAB INSTALL SVCS | Services | Installation Services for Critical Power & Cooling | 83520 | 70992
WSTRTUP5X86APSP-17 | Start-up Service 5X8 for Power Module with Galaxy VL, DX cooling, up to 1250KW |  |  | PREFAB INSTALL SVCS | Services | Installation Services for Critical Power & Cooling | 90355 | 76801.75
WSTRTUP5X86APSP-18 | Start-up Service 5X8 for Power Module with Galaxy VL, DX cooling, up to 1500KW |  |  | PREFAB INSTALL SVCS | Services | Installation Services for Critical Power & Cooling | 97025 | 82471.25
WSTRTUP5X86APSP-19 | Start-up Service 5X8 for Power Module with Galaxy VL, DX cooling, up to 1750KW |  |  | PREFAB INSTALL SVCS | Services | Installation Services for Critical Power & Cooling | 99305 | 84409.25
WSTRTUP5X86APSP-20 | Start-up Service 5X8 for Power Module with Galaxy VL, DX cooling, up to 2000KW |  |  | PREFAB INSTALL SVCS | Services | Installation Services for Critical Power & Cooling | 112380 | 95523
WSTRTUP5X86ASSP-13 | Start-up Service 5X8 for Power Skid with Galaxy VL up to 250KW |  |  | PREFAB INSTALL SVCS | Services | Installation Services for Critical Power & Cooling | 39330 | 33430.5
WSTRTUP5X86ASSP-14 | Start-up Service 5X8 for Power Skid with Galaxy VL up to 500KW |  |  | PREFAB INSTALL SVCS | Services | Installation Services for Critical Power & Cooling | 39330 | 33430.5
WSTRTUP5X86ASSP-15 | Start-up Service 5X8 for Power Skid with Galaxy VL up to 750KW |  |  | PREFAB INSTALL SVCS | Services | Installation Services for Critical Power & Cooling | 43370 | 36864.5
WSTRTUP5X86ASSP-16 | Start-up Service 5X8 for Power Skid with Galaxy VL up to 1000KW |  |  | PREFAB INSTALL SVCS | Services | Installation Services for Critical Power & Cooling | 43370 | 36864.5
WSTRTUP5X86ASSP-17 | Start-up Service 5X8 for Power Skid with Galaxy VL up to 1250KW |  |  | PREFAB INSTALL SVCS | Services | Installation Services for Critical Power & Cooling | 46905 | 39869.25
WSTRTUP5X86ASSP-18 | Start-up Service 5X8 for Power Skid with Galaxy VL up to 1500KW |  |  | PREFAB INSTALL SVCS | Services | Installation Services for Critical Power & Cooling | 47915 | 40727.75
WSTRTUP5X86ASSP-19 | Start-up Service 5X8 for Power Skid with Galaxy VL up to 1750KW |  |  | PREFAB INSTALL SVCS | Services | Installation Services for Critical Power & Cooling | 51450 | 43732.5
WSTRTUP5X86ASSP-20 | Start-up Service 5X8 for Power Skid with Galaxy VL up to 2000KW |  |  | PREFAB INSTALL SVCS | Services | Installation Services for Critical Power & Cooling | 51450 | 43732.5
WSTRTUP5X86BISP-10 | Start-up Service 5X8 for All-In-One with Galaxy VL, CW cooling, up to 200KW |  |  | PREFAB INSTALL SVCS | Services | Installation Services for Critical Power & Cooling | 43895 | 37310.75
WSTRTUP5X86BISP-11 | Start-up Service 5X8 for All-In-One with Galaxy VL, CW cooling, up to 220KW |  |  | PREFAB INSTALL SVCS | Services | Installation Services for Critical Power & Cooling | 46930 | 39890.5
WSTRTUP5X86BISP-12 | Start-up Service 5X8 for All-In-One with Galaxy VL, CW cooling, up to 240KW |  |  | PREFAB INSTALL SVCS | Services | Installation Services for Critical Power & Cooling | 46930 | 39890.5
WSTRTUP5X86CISP-11 | Start-up Service 5X8 for All-In-One with Galaxy VL, CRAC cooling, up to 220KW |  |  | PREFAB INSTALL SVCS | Services | Installation Services for Critical Power & Cooling | 52985 | 45037.25
WSTRTUP5X86CISP-12 | Start-up Service 5X8 for All-In-One with Galaxy VL, CRAC cooling, up to 240KW |  |  | PREFAB INSTALL SVCS | Services | Installation Services for Critical Power & Cooling | 56520 | 48042
WSTRTUP5X86CPSP-13 | Start-up Service 5X8 for Power Module with Galaxy VL, CRAC cooling, up to 250KW |  |  | PREFAB INSTALL SVCS | Services | Installation Services for Critical Power & Cooling | 55235 | 46949.75
WSTRTUP5X86CPSP-14 | Start-up Service 5X8 for Power Module with Galaxy VL, DX cooling, up to 500KW |  |  | PREFAB INSTALL SVCS | Services | Installation Services for Critical Power & Cooling | 55235 | 46949.75
WSTRTUP5X86CPSP-15 | Start-up Service 5X8 for Power Module with Galaxy VL, CRAC cooling, up to 750KW |  |  | PREFAB INSTALL SVCS | Services | Installation Services for Critical Power & Cooling | 59275 | 50383.75
WSTRTUP5X86CPSP-16 | Start-up Service 5X8 for Power Module with Galaxy VL, CRAC cooling, up to 1000KW |  |  | PREFAB INSTALL SVCS | Services | Installation Services for Critical Power & Cooling | 72955 | 62011.75
WSTRTUP5X86CPSP-17 | Start-up Service 5X8 for Power Module with Galaxy VL, CRAC cooling, up to 1250KW |  |  | PREFAB INSTALL SVCS | Services | Installation Services for Critical Power & Cooling | 80685 | 68582.25
WSTRTUP5X86CPSP-18 | Start-up Service 5X8 for Power Module with Galaxy VL, CRAC cooling, up to 1500KW |  |  | PREFAB INSTALL SVCS | Services | Installation Services for Critical Power & Cooling | 98185 | 83457.25
WSTRTUP5X86CPSP-19 | Start-up Service 5X8 for Power Module with Galaxy VL, CRAC cooling, up to 1750KW |  |  | PREFAB INSTALL SVCS | Services | Installation Services for Critical Power & Cooling | 98365 | 83610.25
WSTRTUP5X86CPSP-20 | Start-up Service 5X8 for Power Module with Galaxy VL, CRAC cooling, up to 2000KW |  |  | PREFAB INSTALL SVCS | Services | Installation Services for Critical Power & Cooling | 114515 | 97337.75
WSTRTUP5X87APSP-13 | Start-up Service 5X8 for Power Module with Galaxy VX, DX cooling, up to 250KW |  |  | PREFAB INSTALL SVCS | Services | Installation Services for Critical Power & Cooling | 59780 | 50813
WSTRTUP5X87APSP-14 | Start-up Service 5X8 for Power Module with Galaxy VX, DX cooling, up to 500KW |  |  | PREFAB INSTALL SVCS | Services | Installation Services for Critical Power & Cooling | 61800 | 52530
WSTRTUP5X87APSP-15 | Start-up Service 5X8 for Power Module with Galaxy VX, DX cooling, up to 750KW |  |  | PREFAB INSTALL SVCS | Services | Installation Services for Critical Power & Cooling | 66345 | 56393.25
WSTRTUP5X87APSP-16 | Start-up Service 5X8 for Power Module with Galaxy VX, DX cooling, up to 1000KW |  |  | PREFAB INSTALL SVCS | Services | Installation Services for Critical Power & Cooling | 84140 | 71519
WSTRTUP5X87APSP-17 | Start-up Service 5X8 for Power Module with Galaxy VX, DX cooling, up to 1250KW |  |  | PREFAB INSTALL SVCS | Services | Installation Services for Critical Power & Cooling | 86625 | 73631.25
WSTRTUP5X87APSP-18 | Start-up Service 5X8 for Power Module with Galaxy VX, DX cooling, up to 1500KW |  |  | PREFAB INSTALL SVCS | Services | Installation Services for Critical Power & Cooling | 97135 | 82564.75
WSTRTUP5X87APSP-19 | Start-up Service 5X8 for Power Module with Galaxy VX, DX cooling, up to 1750KW |  |  | PREFAB INSTALL SVCS | Services | Installation Services for Critical Power & Cooling | 98850 | 84022.5
WSTRTUP5X87APSP-20 | Start-up Service 5X8 for Power Module with Galaxy VX, DX cooling, up to 2000KW |  |  | PREFAB INSTALL SVCS | Services | Installation Services for Critical Power & Cooling | 113815 | 96742.75
WSTRTUP5X87ASSP-13 | Start-up Service 5X8 for Power Skid with Galaxy VX up to 250KW |  |  | PREFAB INSTALL SVCS | Services | Installation Services for Critical Power & Cooling | 43370 | 36864.5
WSTRTUP5X87ASSP-14 | Start-up Service 5X8 for Power Skid with Galaxy VX up to 500KW |  |  | PREFAB INSTALL SVCS | Services | Installation Services for Critical Power & Cooling | 43370 | 36864.5
WSTRTUP5X87ASSP-15 | Start-up Service 5X8 for Power Skid with Galaxy VX up to 750KW |  |  | PREFAB INSTALL SVCS | Services | Installation Services for Critical Power & Cooling | 43875 | 37293.75
WSTRTUP5X87ASSP-16 | Start-up Service 5X8 for Power Skid with Galaxy VX up to 1000KW |  |  | PREFAB INSTALL SVCS | Services | Installation Services for Critical Power & Cooling | 43875 | 37293.75
WSTRTUP5X87ASSP-17 | Start-up Service 5X8 for Power Skid with Galaxy VX up to 1250KW |  |  | PREFAB INSTALL SVCS | Services | Installation Services for Critical Power & Cooling | 43875 | 37293.75
WSTRTUP5X87ASSP-18 | Start-up Service 5X8 for Power Skid with Galaxy VX up to 1500KW |  |  | PREFAB INSTALL SVCS | Services | Installation Services for Critical Power & Cooling | 52460 | 44591
WSTRTUP5X87ASSP-19 | Start-up Service 5X8 for Power Skid with Galaxy VX up to 1750KW |  |  | PREFAB INSTALL SVCS | Services | Installation Services for Critical Power & Cooling | 52460 | 44591
WSTRTUP5X87ASSP-20 | Start-up Service 5X8 for Power Skid with Galaxy VX up to 2000KW |  |  | PREFAB INSTALL SVCS | Services | Installation Services for Critical Power & Cooling | 52460 | 44591
WSTRTUP5X87CPSP-13 | Start-up Service 5X8 for Power Module with Galaxy VX, CRAC cooling, up to 250KW |  |  | PREFAB INSTALL SVCS | Services | Installation Services for Critical Power & Cooling | 59275 | 50383.75
WSTRTUP5X87CPSP-14 | Start-up Service 5X8 for Power Module with Galaxy VX, DX cooling, up to 500KW |  |  | PREFAB INSTALL SVCS | Services | Installation Services for Critical Power & Cooling | 58770 | 49954.5
WSTRTUP5X87CPSP-15 | Start-up Service 5X8 for Power Module with Galaxy VX, CRAC cooling, up to 750KW |  |  | PREFAB INSTALL SVCS | Services | Installation Services for Critical Power & Cooling | 59780 | 50813
WSTRTUP5X87CPSP-16 | Start-up Service 5X8 for Power Module with Galaxy VX, CRAC cooling, up to 1000KW |  |  | PREFAB INSTALL SVCS | Services | Installation Services for Critical Power & Cooling | 73575 | 62538.75
WSTRTUP5X87CPSP-17 | Start-up Service 5X8 for Power Module with Galaxy VX, CRAC cooling, up to 1250KW |  |  | PREFAB INSTALL SVCS | Services | Installation Services for Critical Power & Cooling | 80470 | 68399.5
WSTRTUP5X87CPSP-18 | Start-up Service 5X8 for Power Module with Galaxy VX, CRAC cooling, up to 1500KW |  |  | PREFAB INSTALL SVCS | Services | Installation Services for Critical Power & Cooling | 98200 | 83470
WSTRTUP5X87CPSP-19 | Start-up Service 5X8 for Power Module with Galaxy VX, CRAC cooling, up to 1750KW |  |  | PREFAB INSTALL SVCS | Services | Installation Services for Critical Power & Cooling | 99800 | 84830
WSTRTUP5X87CPSP-20 | Start-up Service 5X8 for Power Module with Galaxy VX, CRAC cooling, up to 2000KW |  |  | PREFAB INSTALL SVCS | Services | Installation Services for Critical Power & Cooling | 116145 | 98723.25
WSTRTUP7X24-AX-07 | Start-up Service 7X24 for (1) 3.5kW split system unit |  |  | SP COOLING INSTALL | Services | Installation Services for Critical Power & Cooling | 5575 | 4738.75
WSTRTUP7X24-AX-15 | Start-up Service 7x24 For In Row ACRD Half Rack 10kw |  |  | SP COOLING INSTALL | Services | Installation Services for Critical Power & Cooling | 3960 | 3366
WSTRTUP7X24-AX-22 | Start-Up Service 7X24 for NetworkAIR CW 28-87 kW |  |  | SP COOLING INSTALL | Services | Installation Services for Critical Power & Cooling | 2745 | 2333.25
WSTRTUP7X24-AX-25 | Start-up Service 7x24 for InRoom Chilled Water 28-87kw |  |  | SP COOLING INSTALL | Services | Installation Services for Critical Power & Cooling | 3550 | 3017.5
WSTRTUP7X24-AX-26 | Start-Up Service 7X24 for InfraStruXure InRow RC AX-26 |  |  | SP COOLING INSTALL | Services | Installation Services for Critical Power & Cooling | 2260 | 1921
WSTRTUP7X24-AX-28 | Start-up Service 7x24 for (1) In Row ACRD101 series |  |  | SP COOLING INSTALL | Services | Installation Services for Critical Power & Cooling | 4335 | 3684.75
WSTRTUP7X24-AX-34 | Start-up Service 7x24 for (1) In Row ACRD 300 and 301 Series |  |  | SP COOLING INSTALL | Services | Installation Services for Critical Power & Cooling | 4910 | 4173.5
WSTRTUP7X24-AX-36 | Start-up Service 7x24 for (1) I(1) In Row ACRH 301 series |  |  | SP COOLING INSTALL | Services | Installation Services for Critical Power & Cooling | 6310 | 5363.5
WSTRTUP7X24-AX-41 | Start-Up Service 7X24 for NetworkAIR FM A/W/G/PC 0-27 kW with OHE |  |  | SP COOLING INSTALL | Services | Installation Services for Critical Power & Cooling | 3810 | 3238.5
WSTRTUP7X24-AX-60 | Start-Up Service 7X24 for High-Density Cooling Enclosure |  |  | SP COOLING INSTALL | Services | Installation Services for Critical Power & Cooling | 6790 | 5771.5
WSTRTUP-E7-50 | Start-UP Service for (1) EPS 7000 300 to 500 kVA UPS |  |  | SP POWER STARTUP | Services | Installation Services for Critical Power & Cooling | 11760 | 9996
WSTRTUP-E8-62 | Start-UP Service for (1) EPS 8000 555kVA UPS |  |  | SP POWER STARTUP | Services | Installation Services for Critical Power & Cooling | 13005 | 11054.25
WSTRTUP-EZU-15 | Start-Up Service 5X8 for (1) Easy UPS 3S UL 10-15kVA UPS |  |  | SP POWER STARTUP | Services | Installation Services for Critical Power & Cooling | 4620 | 3927
WSTRTUP-EZU-20 | Start-Up Service 5X8 for (1) Easy UPS 3S UL 20kVA UPS |  |  | SP POWER STARTUP | Services | Installation Services for Critical Power & Cooling | 4720 | 4012
WSTRTUP-EZU-30 | Start-Up Service 5X8 for (1) Easy UPS 3S UL 30kVA UPS |  |  | SP POWER STARTUP | Services | Installation Services for Critical Power & Cooling | 4815 | 4092.75
WSTRTUP-EZU-40 | Start-Up Service 5X8 for (1) Easy UPS 3S UL 40kVA UPS |  |  | SP POWER STARTUP | Services | Installation Services for Critical Power & Cooling | 4900 | 4165
WSTRTUP-G3-21 | Start-Up Service for (1) Galaxy 3500 or SUVT 10 - 15 kVA UPS |  |  | SP POWER STARTUP | Services | Installation Services for Critical Power & Cooling | 1945 | 1653.25
WSTRTUP-G3-22 | Start-Up Service for (1) Galaxy 3500 or SUVT 20 kVA UPS |  |  | SP POWER STARTUP | Services | Installation Services for Critical Power & Cooling | 1945 | 1653.25
WSTRTUP-G3-23 | Start-Up Service for (1) Galaxy 3500 or SUVT 30 kVA UPS |  |  | SP POWER STARTUP | Services | Installation Services for Critical Power & Cooling | 2600 | 2210
WSTRTUP-G3-24 | Start-Up Service for (1) Galaxy 3500 or SUVT 40 kVA UPS |  |  | SP POWER STARTUP | Services | Installation Services for Critical Power & Cooling | 2415 | 2052.75
WSTRTUP-G3-25 | Start-Up Service for (1) Galaxy 3500 or SUVT XR Battery Cabinet |  |  | SP POWER STARTUP | Services | Installation Services for Critical Power & Cooling | 1040 | 884
WSTRTUP-G3-28 | Start-Up Service for (1) Galaxy 3500 or SUVT 80 kVA UPS |  |  | SP POWER STARTUP | Services | Installation Services for Critical Power & Cooling | 2700 | 2295
WSTRTUP-G4-75 | Start-UP Service for (1) Galaxy 4000 65 to 75kVA UPS |  |  | SP POWER STARTUP | Services | Installation Services for Critical Power & Cooling | 3465 | 2945.25
WSTRTUP-G5-13 | Start-UP Service for (1) Galaxy 5000/5500 81 to 130 kva UPS |  |  | SP POWER STARTUP | Services | Installation Services for Critical Power & Cooling | 5685 | 4832.25
WSTRTUP-G5-81 | Start-UP Service for (1) Galaxy 5000/5500 41 to 80 kva UPS |  |  | SP POWER STARTUP | Services | Installation Services for Critical Power & Cooling | 4710 | 4003.5
WSTRTUP-GP-12 | Start-UP Service for (1) Galaxy PW or PWI 80 to 130kva UPS |  |  | SP POWER STARTUP | Services | Installation Services for Critical Power & Cooling | 6625 | 5631.25
WSTRTUP-GP-20 | Start-UP Service for (1) Galaxy PW 160 or 200 or PWI 200 kva UPS |  |  | SP POWER STARTUP | Services | Installation Services for Critical Power & Cooling | 8550 | 7267.5
WSTRTUP-GT-20 | Start-UP Service for (1) PXC 10 - 25 kVA UPS |  |  | SP POWER STARTUP | Services | Installation Services for Critical Power & Cooling | 4590 | 3901.5
WSTRTUP-GT-40 | Start-UP Service for (1) PXC 30 - 40 kVA UPS |  |  | SP POWER STARTUP | Services | Installation Services for Critical Power & Cooling | 4760 | 4046
WSTRTUP-GT-60 | Start-UP Service for (1) PXC 50 - 60 kVA UPS |  |  | SP POWER STARTUP | Services | Installation Services for Critical Power & Cooling | 4925 | 4186.25
WSTRTUP-GT-80 | Start-UP Service for (1) PXC 75 - 80 kVA UPS |  |  | SP POWER STARTUP | Services | Installation Services for Critical Power & Cooling | 5100 | 4335
WSTRTUP-LB-01 | (1) Startup Service for (1) Cabinet Li-Ion Battery solution |  |  | SP POWER INSTALL | Services | Installation Services for Critical Power & Cooling | 3825 | 3251.25
WSTRTUP-LB-02 | (1) Startup Service for (2) Cabinets Li-Ion Battery solution |  |  | SP POWER INSTALL | Services | Installation Services for Critical Power & Cooling | 4390 | 3731.5
WSTRTUP-LB-03 | (1) Startup Service for (3) Cabinets Li-Ion Battery solution |  |  | SP POWER INSTALL | Services | Installation Services for Critical Power & Cooling | 4960 | 4216
WSTRTUP-LB-04 | (1) Startup Service for (4) Cabinets Li-Ion Battery solution |  |  | SP POWER INSTALL | Services | Installation Services for Critical Power & Cooling | 5520 | 4692
WSTRTUP-LB-05 | (1) Startup Service for (5) Cabinets Li-Ion Battery solution |  |  | SP POWER INSTALL | Services | Installation Services for Critical Power & Cooling | 7195 | 6115.75
WSTRTUP-LB-06 | (1) Startup Service for (6) Cabinets Li-Ion Battery solution |  |  | SP POWER INSTALL | Services | Installation Services for Critical Power & Cooling | 7820 | 6647
WSTRTUP-LB-07 | (1) Startup Service for (7) Cabinets Li-Ion Battery solution |  |  | SP POWER INSTALL | Services | Installation Services for Critical Power & Cooling | 8915 | 7577.75
WSTRTUP-LB-08 | (1) Startup Service for (8) Cabinets Li-Ion Battery solution |  |  | SP POWER INSTALL | Services | Installation Services for Critical Power & Cooling | 9540 | 8109
WSTRTUP-LB-09 | (1) Startup Service for (9) Cabinets Li-Ion Battery solution |  |  | SP POWER STARTUP | Services | Installation Services for Critical Power & Cooling | 10480 | 8908
WSTRTUP-LB-10 | (1) Startup Service for (10) Cabinets Li-Ion Battery solution |  |  | SP POWER INSTALL | Services | Installation Services for Critical Power & Cooling | 12455 | 10586.75
WSTRTUP-LB-11 | (1) Startup Service for (11) Cabinets Li-Ion Battery solution |  |  | SP POWER STARTUP | Services | Installation Services for Critical Power & Cooling | 12545 | 10663.25
WSTRTUP-LB-12 | (1) Startup Service for (12) Cabinets Li-Ion Battery solution |  |  | SP POWER INSTALL | Services | Installation Services for Critical Power & Cooling | 13895 | 11810.75
WSTRTUP-LB-13 | (1) Startup Service for (13) Cabinets Li-Ion Battery solution |  |  | SP POWER STARTUP | Services | Installation Services for Critical Power & Cooling | 14055 | 11946.75
WSTRTUP-LB-14 | (1) Startup Service for (14) Cabinets Li-Ion Battery solution |  |  | SP POWER INSTALL | Services | Installation Services for Critical Power & Cooling | 15340 | 13039
WSTRTUP-LB-15 | (1) Startup Service for (15) Cabinets Li-Ion Battery solution |  |  | SP POWER STARTUP | Services | Installation Services for Critical Power & Cooling | 15965 | 13570.25
WSTRTUP-LB-16 | (1) Startup Service for (16) Cabinets Li-Ion Battery solution |  |  | SP POWER INSTALL | Services | Installation Services for Critical Power & Cooling | 17865 | 15185.25
WSTRTUP-MDC-01 | Startup & Integration Service for (1) Level 1 MDC |  |  | SP POWER INSTALL | Services | Installation Services for Critical Power & Cooling | 4215 | 3582.75
WSTRTUP-MDC-02 | Startup & Integration Service for (1) Level 2 MDC |  |  | SP POWER INSTALL | Services | Installation Services for Critical Power & Cooling | 4540 | 3859
WSTRTUP-MDC-03 | Startup & Integration Service for (1) Level 3 MDC |  |  | SP POWER INSTALL | Services | Installation Services for Critical Power & Cooling | 5925 | 5036.25
WSTRTUP-MW-09 | Scheduled 5X8 Start-Up Service for Symmetra MW 400-600kW |  |  | SP POWER STARTUP | Services | Installation Services for Critical Power & Cooling | 5325 | 4526.25
WSTRTUP-MW-11 | Scheduled 5X8 Start-Up Service for Symmetra MW 1200-1600kW |  |  | SP POWER STARTUP | Services | Installation Services for Critical Power & Cooling | 9290 | 7896.5
WSTRTUP-NX-10 | Start-Up Service 5X8 for (1) Symmetra 250kW UPS, up to (2) XR Frames and PDU |  |  | SP POWER STARTUP | Services | Installation Services for Critical Power & Cooling | 8550 | 7267.5
WSTRTUP-NX-20 | Start-Up Service 5X8 for (1) Symmetra 500kW UPS, up to (4) XR Frames and PDU |  |  | SP POWER STARTUP | Services | Installation Services for Critical Power & Cooling | 21345 | 18143.25
WSTRTUP-NX-83 | Start-Up Service 5X8 for (1) External Battery Frame for Symmetra 250/500 kW |  |  | SP POWER STARTUP | Services | Installation Services for Critical Power & Cooling | 1790 | 1521.5
WSTRTUP-PM-30 | Start-UP Service for (1) PMM 30 to 300Amp |  |  | SP POWER STARTUP | Services | Installation Services for Critical Power & Cooling | 1930 | 1640.5
WSTRTUP-PM-40 | Start-UP Service for (1) PMM 400 or 500 |  |  | SP POWER STARTUP | Services | Installation Services for Critical Power & Cooling | 2250 | 1912.5
WSTRTUP-PM-50 | Start-Up Service for (1) Galaxy RPP 250 or 400 A |  |  | SP POWER STARTUP | Services | Installation Services for Critical Power & Cooling | 1930 | 1640.5
WSTRTUP-PM-60 | Start-UP Service for (1) ANRD PMM 75 - 300 kVA |  |  | SP POWER STARTUP | Services | Installation Services for Critical Power & Cooling | 2220 | 1887
WSTRTUP-PM-80 | Start-UP Service for (1) ANRD PMM 600-1200 kVA |  |  | SP POWER STARTUP | Services | Installation Services for Critical Power & Cooling | 2605 | 2214.25
WSTRTUP-PX-21 | Start-Up Service 5X8 for (1) Symmetra 40kW UPS and/or (1) PDU |  |  | SP POWER STARTUP | Services | Installation Services for Critical Power & Cooling | 2415 | 2052.75
WSTRTUP-PX-23 | Start-Up Service 5X8 for (1) External Battery Frame for Symmetra PX 40 kW |  |  | SP POWER STARTUP | Services | Installation Services for Critical Power & Cooling | 1145 | 973.25
WSTRTUP-PX-31 | Start-Up Service 5X8 for (1) Symmetra 80 or 100kW frame UPS and/or (1) PDU |  |  | SP POWER STARTUP | Services | Installation Services for Critical Power & Cooling | 2700 | 2295
WSTRTUP-PX-33 | Start-Up Service 5X8 for (1) External Battery Frame for Symmetra PX 80 or 100 kW frame UPS |  |  | SP POWER STARTUP | Services | Installation Services for Critical Power & Cooling | 1180 | 1003
WSTRTUP-PX-63 | Start-Up Service 5X8 for (1) External Battery Frame for Symmetra PX 160 kW |  |  | SP POWER STARTUP | Services | Installation Services for Critical Power & Cooling | 1765 | 1500.25
WSTRTUP-SB-00 | 5 X 8 Power Up for Smart-UPS |  |  | SP POWER STARTUP | Services | Installation Services for Critical Power & Cooling | 1600 | 1360
WSTRTUP-SPL-00 | Smart-UPS Modular Ultra Start Up Service |  |  | SP POWER STARTUP | Services | Installation Services for Critical Power & Cooling | 1660 | 1411
WSTRTUP-SY-00 | 5 X 8 Power Up for 1P Symmetra |  |  | SP POWER STARTUP | Services | Installation Services for Critical Power & Cooling | 2370 | 2014.5
WSTRTUP-UF-20 | Start-up Service 5x8 for (1) CW 5-26 kW |  |  | SP COOLING INSTALL | Services | Installation Services for Critical Power & Cooling | 4050 | 3442.5
WSTRTUP-UF-21 | Start-up Service 5x8 for CW LE Model 0600 thru 1400 |  |  | SP COOLING INSTALL | Services | Installation Services for Critical Power & Cooling | 3775 | 3208.75
WSTRTUP-UF-22 | Start-up Service 5x8 for CW LE Model 1700 thru 2900 |  |  | SP COOLING INSTALL | Services | Installation Services for Critical Power & Cooling | 3945 | 3353.25
WSTRTUP-UF-23 | Start-up Service 5x8 for 1 CW LE Model 3400 thru 4600 |  |  | SP COOLING INSTALL | Services | Installation Services for Critical Power & Cooling | 4050 | 3442.5
WSTRTUP-UF-24 | Start-up Service 5x8 for 1 CW LE Model 4800 thru 5300 |  |  | SP COOLING INSTALL | Services | Installation Services for Critical Power & Cooling | 4110 | 3493.5
WSTRTUP-UF-28 | Start-up Service 5x8 for 1 FWCV36L1 or FWCV40L1 |  |  | SP COOLING INSTALL | Services | Installation Services for Critical Power & Cooling | 3720 | 3162
WSTRTUP-UF-28A | Start-up Service 5x8 for 1 FWCV36L2 or FWCV40L2 |  |  | SP COOLING INSTALL | Services | Installation Services for Critical Power & Cooling | 5950 | 5057.5
WSTRTUP-UF-31 | Start-up Service 5x8 for 11 DX LE Model 0511 thru 0611 |  |  | SP COOLING INSTALL | Services | Installation Services for Critical Power & Cooling | 3600 | 3060
WSTRTUP-UF-31A | Start-up Service 5x8 for 1 LDAV LUAV 0511 0611 |  |  | SP COOLING INSTALL | Services | Installation Services for Critical Power & Cooling | 2745 | 2333.25
WSTRTUP-UF-31B | Start-up Service 5x8 for 1 IDAV IUAV 0511 0611 |  |  | SP COOLING INSTALL | Services | Installation Services for Critical Power & Cooling | 2745 | 2333.25
WSTRTUP-UF-32 | Start-up Service 5x8 for 11 DX LE Model 0721 thru 1022 |  |  | SP COOLING INSTALL | Services | Installation Services for Critical Power & Cooling | 4030 | 3425.5
WSTRTUP-UF-32A | Start-up Service 5x8 for 1 LDAV LUAV 0711 0811 |  |  | SP COOLING INSTALL | Services | Installation Services for Critical Power & Cooling | 2835 | 2409.75
WSTRTUP-UF-32B | Start-up Service 5x8 for 1 IDAV IUAV 0811 0911 |  |  | SP COOLING INSTALL | Services | Installation Services for Critical Power & Cooling | 2835 | 2409.75
WSTRTUP-UF-33 | Start-up Service 5x8 for 11 DX LE Model 1422 thru 1822 |  |  | SP COOLING INSTALL | Services | Installation Services for Critical Power & Cooling | 4225 | 3591.25
WSTRTUP-UF-33A | Start-up Service 5x8 for 1 LDAV LUAV 1511 1911 |  |  | SP COOLING INSTALL | Services | Installation Services for Critical Power & Cooling | 3065 | 2605.25
WSTRTUP-UF-33B | Start-up Service 5x8 for 1 IDAV IUAV 1511 1911 |  |  | SP COOLING INSTALL | Services | Installation Services for Critical Power & Cooling | 3065 | 2605.25
WSTRTUP-UF-33C | Start-up Service 5x8 for 1 LDAV2422A |  |  | SP COOLING INSTALL | Services | Installation Services for Critical Power & Cooling | 3065 | 2605.25
WSTRTUP-UF-33D | Start-up Service 5x8 for 1 LUAV2422A |  |  | SP COOLING INSTALL | Services | Installation Services for Critical Power & Cooling | 3065 | 2605.25
WSTRTUP-UF-34 | Start-up Service 5x8 for 11 DX LE Max Model 2222 thru 3342 |  |  | SP COOLING INSTALL | Services | Installation Services for Critical Power & Cooling | 5075 | 4313.75
WSTRTUP-UF-34A | Start-up Service 5x8 for 1 LDAV 2522 3822 |  |  | SP COOLING INSTALL | Services | Installation Services for Critical Power & Cooling | 3205 | 2724.25
WSTRTUP-UF-34B | Start-up Service 5x8 for 1 LUAV 2522 3822 |  |  | SP COOLING INSTALL | Services | Installation Services for Critical Power & Cooling | 3205 | 2724.25
WSTRTUP-UF-35A | Start-up Service 5x8 for 1 LDAV LUAV 1111 1311 |  |  | SP COOLING INSTALL | Services | Installation Services for Critical Power & Cooling | 2970 | 2524.5
WSTRTUP-UF-35B | Start-up Service 5x8 for 1 IDAV IUAV 1111 1311 |  |  | SP COOLING INSTALL | Services | Installation Services for Critical Power & Cooling | 2970 | 2524.5
WSTRTUP-UF-45 | Start-up Service for 1 DX Unisplit Ceiling or Wall Mount Unit - Model 0341 |  |  | SP COOLING INSTALL | Services | Installation Services for Critical Power & Cooling | 3825 | 3251.25
WSTRTUP-UF-47 | Start-up Service for 1 DX Unisplit Ceiling or Wall Mount Unit - Model 0481 |  |  | SP COOLING INSTALL | Services | Installation Services for Critical Power & Cooling | 3990 | 3391.5
WSTRTUP-UF-55C | Start-up Srvc 5x8 for 1 Air cooled Chiller Model XRAC 5622A - 6422A |  |  | SP COOLING INSTALL | Services | Installation Services for Critical Power & Cooling | 7255 | 6166.75
WSTRTUP-UF-56C | Start-up Srvc 5x8 for 1 Air-Cool Free Cooling Chiller Model XRAF 5622A - 6422A |  |  | SP COOLING INSTALL | Services | Installation Services for Critical Power & Cooling | 7375 | 6268.75
WSTRTUP-UF-75C | Start-up Srvc 5x8 for 1 Chiller w-freecooling Model BCEF 1103A |  |  | SP COOLING INSTALL | Services | Installation Services for Critical Power & Cooling | 5145 | 4373.25
WSTRTUP-VL-200 | Start-Up Service 5X8 for (1) Galaxy VL 200kW UPS |  |  | SP POWER STARTUP | Services | Installation Services for Critical Power & Cooling | 9190 | 7811.5
WSTRTUP-VL-300 | Start-Up Service 5X8 for (1) Galaxy VL 300kW UPS |  |  | SP POWER STARTUP | Services | Installation Services for Critical Power & Cooling | 9515 | 8087.75
WSTRTUP-VL-400 | Start-Up Service 5X8 for (1) Galaxy VL 400kW UPS |  |  | SP POWER STARTUP | Services | Installation Services for Critical Power & Cooling | 9850 | 8372.5
WSTRTUP-VL-500 | Start-Up Service 5X8 for (1) Galaxy VL 500kW UPS |  |  | SP POWER STARTUP | Services | Installation Services for Critical Power & Cooling | 10175 | 8648.75
WSTRTUP-VM-18 | Start-Up Service for (1) GVM 160 to 181kVA UPS and Batt Frames, Single or Parallel Config |  |  | SP POWER STARTUP | Services | Installation Services for Critical Power & Cooling | 7595 | 6455.75
WSTRTUP-VM-24 | Start-Up Service 5X8 for (1) Galaxy VM Narrow Modular Batt Frame with up to 24 Batteries |  |  | SP POWER STARTUP | Services | Installation Services for Critical Power & Cooling | 1430 | 1215.5
WSTRTUP-VM-25 | Start-Up Service for (1) GVM 200 to 226kVA UPS and Batt Frames, Single or Parallel Config |  |  | SP POWER STARTUP | Services | Installation Services for Critical Power & Cooling | 8075 | 6863.75
WSTRTUP-VM-48 | Start-Up Service 5X8 for (1) Galaxy VM Wide Modular Batt Frame with up to 48 batteries |  |  | SP POWER STARTUP | Services | Installation Services for Critical Power & Cooling | 1765 | 1500.25
WSTRTUP-VS1-A15 | Start-Up Service 5X8 for (1) Galaxy VS 10 to 15kW UPS |  |  | SP POWER STARTUP | Services | Installation Services for Critical Power & Cooling | 2205 | 1874.25
WSTRTUP-VS1-A25 | Start-Up Service 5X8 for (1) Galaxy VS 20 to 25kW UPS |  |  | SP POWER STARTUP | Services | Installation Services for Critical Power & Cooling | 2205 | 1874.25
WSTRTUP-VS1-A30 | Start-Up Service 5X8 for (1) Galaxy VS 30kW UPS |  |  | SP POWER STARTUP | Services | Installation Services for Critical Power & Cooling | 2205 | 1874.25
WSTRTUP-VS1-A40 | Start-Up Service 5X8 for (1) Galaxy VS 40kW UPS |  |  | SP POWER STARTUP | Services | Installation Services for Critical Power & Cooling | 2205 | 1874.25
WSTRTUP-VS1-A50 | Start-Up Service 5X8 for (1) Galaxy VS 50kW UPS |  |  | SP POWER STARTUP | Services | Installation Services for Critical Power & Cooling | 2205 | 1874.25
WSTRTUP-VS2-A40 | Start-Up Service 5X8 for (1) Galaxy VS 10 to 15kW UPS |  |  | SP POWER STARTUP | Services | Installation Services for Critical Power & Cooling | 2845 | 2418.25
WSTRTUP-VS2-A41 | Start-Up Service 5X8 for (1) Galaxy VS 20 to 25kW UPS |  |  | SP POWER STARTUP | Services | Installation Services for Critical Power & Cooling | 2845 | 2418.25
WSTRTUP-VS2-A50 | Start-Up Service 5X8 for (1) Galaxy VS 30 to 50kW UPS |  |  | SP POWER STARTUP | Services | Installation Services for Critical Power & Cooling | 2205 | 1874.25
WSTRTUP-VS2-A60 | Start-Up Service 5X8 for (1) Galaxy VS 60kW UPS |  |  | SP POWER STARTUP | Services | Installation Services for Critical Power & Cooling | 2205 | 1874.25
WSTRTUP-VS2-A100 | Start-Up Service 5X8 for (1) Galaxy VS 80 to 100kW UPS |  |  | SP POWER STARTUP | Services | Installation Services for Critical Power & Cooling | 2205 | 1874.25
WSTRTUP-VS3-A75 | Start-Up Service 5X8 for (1) Galaxy VS 60 to 80kVA UPS |  |  | SP POWER STARTUP | Services | Installation Services for Critical Power & Cooling | 3460 | 2941
WSTRTUP-VS3-A150 | Start-Up Service 5X8 for (1) Galaxy VS 100 to 150kVA UPS |  |  | SP POWER STARTUP | Services | Installation Services for Critical Power & Cooling | 3615 | 3072.75
WSTRTUP-VX-50 | Start-Up Service 5X8 for (1) Galaxy VX 500 Scalable to 750kVA UPS |  |  | SP POWER STARTUP | Services | Installation Services for Critical Power & Cooling | 9715 | 8257.75
WSTRTUP-VX-51 | Start-Up Service 5X8 for (1) Galaxy VX 500kVA UPS |  |  | SP POWER STARTUP | Services | Installation Services for Critical Power & Cooling | 9415 | 8002.75
WSTRTUP-VX-52 | Start-Up Service 5X8 for (1) Galaxy VX 500kVA N+1 Redundant UPS |  |  | SP POWER STARTUP | Services | Installation Services for Critical Power & Cooling | 10005 | 8504.25
WSTRTUP-VX-53 | Start-Up Service 5X8 for (1) Galaxy VX 500 Scalable to 1000kVA UPS |  |  | SP POWER STARTUP | Services | Installation Services for Critical Power & Cooling | 9415 | 8002.75
WSTRTUP-VX-55 | Start-Up Service 5X8 for (1) Galaxy VX 500 Scalable to 1500kVA UPS |  |  | SP POWER STARTUP | Services | Installation Services for Critical Power & Cooling | 9415 | 8002.75
WSTRTUP-VX-62 | Start-Up Service 5X8 for (1) Galaxy VX 625kVA UPS |  |  | SP POWER STARTUP | Services | Installation Services for Critical Power & Cooling | 10005 | 8504.25
WSTRTUP-VX-75 | Start-Up Service 5X8 for (1) Galaxy VX 750kVA UPS |  |  | SP POWER STARTUP | Services | Installation Services for Critical Power & Cooling | 13240 | 11254
WSTRTUP-VX-78 | Start-Up Service 5X8 for (1) Galaxy VX 750 Scalable to 1250kVA UPS |  |  | SP POWER STARTUP | Services | Installation Services for Critical Power & Cooling | 10595 | 9005.75
WSTRTUP-VX-79 | Start-Up Service 5X8 for (1) Galaxy VX 750 Scalable to 1500kVA UPS |  |  | SP POWER STARTUP | Services | Installation Services for Critical Power & Cooling | 10595 | 9005.75
WSTRTUP-VX-100 | Start-Up Service 5X8 for (1) Galaxy VX 1000kVA UPS |  |  | SP POWER STARTUP | Services | Installation Services for Critical Power & Cooling | 13535 | 11504.75
WSTRTUP-VX-101 | Start-Up Service 5X8 for (1) Galaxy VX 1000kVA N+1 Redundant UPS |  |  | SP POWER STARTUP | Services | Installation Services for Critical Power & Cooling | 14710 | 12503.5
WSTRTUP-VX-102 | Start-Up Service 5X8 for (1) Galaxy VX 1000 Scalable to 1250kVA UPS |  |  | SP POWER STARTUP | Services | Installation Services for Critical Power & Cooling | 13535 | 11504.75
WSTRTUP-VX-120 | Start-Up Service 5X8 for (1) Galaxy VX 1250kVA UPS |  |  | SP POWER STARTUP | Services | Installation Services for Critical Power & Cooling | 14415 | 12252.75
WSTRTUP-VX-150 | Start-Up Service 5X8 for (1) Galaxy VX 1500kVA UPS |  |  | SP POWER STARTUP | Services | Installation Services for Critical Power & Cooling | 15300 | 13005
WTABINSTL-BM-01 | Assembly Service for (1) Batt Manager Main System Module - Includes Tab Washer Installation |  |  | SP POWER INSTALL | Services | Installation Services for Critical Power & Cooling | 5715 | 4857.75
WTABINSTL-BM-02 | Assembly Service for (1) Batt Manager Expansion System Module - Includes Tab Washer Installation |  |  | SP POWER INSTALL | Services | Installation Services for Critical Power & Cooling | 6390 | 5431.5
WUPGASSEM7-AX-00 | Scheduling Upgrade to 7X24 for (1) Existing Cooling Assembly Service |  |  | SP COOLING INSTALL | Services | Installation Services for Critical Power & Cooling | 1730 | 1470.5
WUPGASSEM7-UG-00 | Scheduling Upgrade to 7X24 for Existing Symmetra PX or Rack Assembly Service |  |  | SP POWER INSTALL | Services | Installation Services for Critical Power & Cooling | 420 | 357
WUPGASSEM7-UG-01 | Scheduling Upgrade to 7X24 for Existing Assembly Service for up to 40 kVA UPS, Batt Frame or Netbotz |  |  | SP POWER INSTALL | Services | Installation Services for Critical Power & Cooling | 666 | 566.1
WUPGASSEM7-UG-02 | Scheduling Upgrade to 7X24 for Existing Assembly Service for 41 to 150 kVA |  |  | SP POWER INSTALL | Services | Installation Services for Critical Power & Cooling | 1385 | 1177.25
WUPGASSEM7-UG-03 | Scheduling Upgrade to 7X24 for Existing Assembly Service for 151 to 500 kVA |  |  | SP POWER INSTALL | Services | Installation Services for Critical Power & Cooling | 3030 | 2575.5
WUPGASSEM7-UG-04 | Scheduling Upgrade to 7X24 for Existing Assembly Service for 501 kVA or greater |  |  | SP POWER INSTALL | Services | Installation Services for Critical Power & Cooling | 3330 | 2830.5
WUPGSTRTUP7-UG-01 | Scheduling Upgrade to 7X24 for Existing Startup Service for up to 40 kVA UPS or Battery Frame |  |  | SP POWER INSTALL | Services | Installation Services for Critical Power & Cooling | 1745 | 1483.25
WUPGSTRTUP7-UG-02 | Scheduling Upgrade to 7X24 for Existing Startup Service for 41 to 150 kVA |  |  | SP POWER INSTALL | Services | Installation Services for Critical Power & Cooling | 2075 | 1763.75
WUPGSTRTUP7-UG-03 | Scheduling Upgrade to 7X24 for Existing Startup Service for 151 to 500 kVA |  |  | SP POWER INSTALL | Services | Installation Services for Critical Power & Cooling | 3165 | 2690.25
WUPGSTRTUP7-UG-04 | Scheduling Upgrade to 7X24 for Existing Startup Service for 501 kVA or greater |  |  | SP POWER INSTALL | Services | Installation Services for Critical Power & Cooling | 4310 | 3663.5
WUPGSTUP7-UF-00 | Scheduling Upgrade to 7X24 |  |  | SP COOLING INSTALL | Services | Installation Services for Critical Power & Cooling | 1055 | 896.75
ANC311 | CUSTOM THIRD PARTY PL311 SOLUTION |  |  | IT MODULES | Prefabricated Data Center Modules | Expandable IT Module | Call for Quote | Call for Quote
MDC3Q | Custom MDC solution for level 3 customization category |  |  | OPTIMUM EDGE SYSTEMS | Prefabricated Data Center Modules | IMDC | Call for Quote | Call for Quote
MDCCQ | Custom MDC solution for C series environment level 0 1 2 |  |  | OPTIMUM EDGE SYSTEMS | Prefabricated Data Center Modules | IMDC | Call for Quote | Call for Quote
MDCRQ | Custom MDC solution for R series environment level 0 1 2 |  |  | OPTIMUM EDGE SYSTEMS | Prefabricated Data Center Modules | IMDC | Call for Quote | Call for Quote
MDCSQ | Custom MDC solution for S series environment level 0 1 2 |  |  | OPTIMUM EDGE SYSTEMS | Prefabricated Data Center Modules | IMDC | Call for Quote | Call for Quote
QMICRODC | Micro Data Center and associated parts |  |  | OPTIMUM EDGE SYSTEMS | Prefabricated Data Center Modules | IMDC | Call for Quote | Call for Quote
QPFM | 3rd party production Modular Room/Other solutions |  |  | PROJECT SERVICES | Prefabricated Data Center Modules | All-in-one module | Call for Quote | Call for Quote
QWMDC | Micro Data Center Integration Service |  |  | OPTIMUM EDGE SYSTEMS | Prefabricated Data Center Modules | IMDC | Call for Quote | Call for Quote
AP5253 | APC KVM USB Cable - 6 ft (1.8 m) |  |  | KVM LCD AND SWITCHES | Racks and Accessories | NetShelter KVM Switches | 117 | 99.45
AP5257 | APC KVM USB Cable - 12 ft (3.6 m) |  |  | KVM LCD AND SWITCHES | Racks and Accessories | NetShelter KVM Switches | 156 | 132.6
AP5261 | APC KVM USB Cable - 25 ft (7.6 m) |  |  | KVM LCD AND SWITCHES | Racks and Accessories | NetShelter KVM Switches | 189 | 160.65
AP5263 | APC KVM Daisy-Chain Cable - 6 ft (1.8 m) |  |  | KVM LCD AND SWITCHES | Racks and Accessories | NetShelter KVM Switches | 139 | 118.15
AP5717 | "APC 17" Rack LCD Console" | 100 10 |  | KVM LCD AND SWITCHES | Racks and Accessories | NetShelter Rack LCD Consoles | 2050 | 1742.5
AP5717F | "APC 17" Rack LCD Console - French" | 100 10 |  | KVM LCD AND SWITCHES | Racks and Accessories | NetShelter Rack LCD Consoles | 2110 | 1793.5
AP5717J | "APC 17" Rack LCD Console - Japanese" | 100 10 |  | KVM LCD AND SWITCHES | Racks and Accessories | NetShelter Rack LCD Consoles | 2010 | 1708.5
AP5717R | "APC 17" Rack LCD Console - Russian" | 100 10 |  | KVM LCD AND SWITCHES | Racks and Accessories | NetShelter Rack LCD Consoles | 2025 | 1721.25
AP5717UK | "APC 17" Rack LCD Console - United Kingdom" | 100 10 |  | KVM LCD AND SWITCHES | Racks and Accessories | NetShelter Rack LCD Consoles | 2010 | 1708.5
AP5719 | "APC 19" Rack LCD Console" | 100 10 |  | KVM LCD AND SWITCHES | Racks and Accessories | NetShelter Rack LCD Consoles | 2535 | 2154.75
AP5808 | "17" Rack LCD Console with Integrated 8 Port Analog KVM Switch" | 120 12 |  | KVM LCD AND SWITCHES | Racks and Accessories | NetShelter Rack LCD Consoles | 3090 | 2626.5
AP5816 | "17" Rack LCD Console with Integrated 16 Port Analog KVM Switch" | 120 12 |  | KVM LCD AND SWITCHES | Racks and Accessories | NetShelter Rack LCD Consoles | 3625 | 3081.25
AP5821 | APC Integrated Rack LCD/KVM USB Cable - 6ft (1.8m) |  |  | KVM LCD AND SWITCHES | Racks and Accessories | NetShelter KVM Switches | 111 | 94.35
AP5822 | APC Integrated Rack LCD/KVM USB Cable - 10ft (3m) |  |  | KVM LCD AND SWITCHES | Racks and Accessories | NetShelter KVM Switches | 150 | 127.5
AP5823 | APC Integrated Rack LCD/KVM USB Cable - 17ft (5m) |  |  | KVM LCD AND SWITCHES | Racks and Accessories | NetShelter KVM Switches | 183 | 155.55
KVM0108A | APC KVM 2G, Analog, 1 Local User, 8 Ports |  |  | KVM LCD AND SWITCHES | Racks and Accessories | NetShelter KVM Switches | 787 | 668.95
KVM0116A | APC KVM 2G, Analog, 1 Local User, 16 ports |  |  | KVM LCD AND SWITCHES | Racks and Accessories | NetShelter KVM Switches | 1070 | 909.5
KVM1116R | APC KVM 2G, Digital/IP, 1 Remote/1 Local User, 16 Ports with Virtual Media - FIPS 140-2 | 24 DC,100 ,120 ,208 ,230 ,240 |  | KVM LCD AND SWITCHES | Racks and Accessories | NetShelter KVM Switches | 1860 | 1581
KVM-DVIVMCAC | APC KVM 2G, SERVER MODULE, DVI WITH VIRTUAL MEDIA AND CAC |  |  | KVM LCD AND SWITCHES | Racks and Accessories | NetShelter KVM Switches | 303 | 257.55
KVM-HDMIVMCAC | APC KVM 2G, SERVER MODULE, HDMI WITH VIRTUAL MEDIA AND CAC |  |  | KVM LCD AND SWITCHES | Racks and Accessories | NetShelter KVM Switches | 303 | 257.55
KVM-LCDMOUNT | APC KVM 2G, LCD Rear Mounting Kit |  |  | KVM LCD AND SWITCHES | Racks and Accessories | NetShelter KVM Switches | 111 | 94.35
KVM-PS2 | APC KVM 2G, Server Module, PS/2 |  |  | KVM LCD AND SWITCHES | Racks and Accessories | NetShelter KVM Switches | 201 | 170.85
KVM-PS2VM | APC KVM 2G, Server Module, PS/2 with Virtual Media |  |  | KVM LCD AND SWITCHES | Racks and Accessories | NetShelter KVM Switches | 242 | 205.7
KVM-USB | APC KVM 2G, Server Module, USB |  |  | KVM LCD AND SWITCHES | Racks and Accessories | NetShelter KVM Switches | 201 | 170.85
KVM-USBVM | APC KVM 2G, Server Module, USB with Virtual Media |  |  | KVM LCD AND SWITCHES | Racks and Accessories | NetShelter KVM Switches | 242 | 205.7
KVM-USBVMCAC | APC KVM 2G, Server Module, USB with Virtual Media and CAC |  |  | KVM LCD AND SWITCHES | Racks and Accessories | NetShelter KVM Switches | 280 | 238
SEKVM1024N | APC KVM Access Software 1024 Node License |  |  | KVM LCD AND SWITCHES | Racks and Accessories | NetShelter KVM Switches | 12685 | 10782.25
0M-5366 | S/A TESTED BRKR 3P 30A PNL |  |  | 3PH POWER DISTRIBUTION | Data Centers and Server Rooms and Network Closets | InfraStruxure for Medium Data Centers | 265 | 225.25
AP94VMACT | Data Center Expert Virtual Appliance Activation License |  |  | DATA CENTER EXPERT | Data Center Infrastructure Management (DCIM) Software | EcoStruxureâ„¢ IT Data Center Expert | 3600 | 3060
AP94VMTRL | Data Center Expert Virtual Machine Trial Software Download |  |  | DATA CENTER EXPERT | Data Center Infrastructure Management (DCIM) Software | EcoStruxureâ„¢ IT Data Center Expert | Call for Quote | Call for Quote
AP95MODBUS | Data Center Expert Modbus TCP Output Module |  |  | DATA CENTER EXPERT | Data Center Infrastructure Management (DCIM) Software | EcoStruxureâ„¢ IT Data Center Expert | 7070 | 6009.5
AP9465 | Data Center Expert Basic Appliance |  |  | DATA CENTER EXPERT | Data Center Infrastructure Management (DCIM) Software | EcoStruxureâ„¢ IT Data Center Expert | 5055 | 4296.75
AP9470 | Data Center Expert Standard Appliance |  |  | DATA CENTER EXPERT | Data Center Infrastructure Management (DCIM) Software | EcoStruxureâ„¢ IT Data Center Expert | 7200 | 6120
AP9475 | Data Center Expert Enterprise Appliance |  |  | DATA CENTER EXPERT | Data Center Infrastructure Management (DCIM) Software | EcoStruxureâ„¢ IT Data Center Expert | 17100 | 14535
AP9525 | Data Center Expert Perpetual License for 25 nodes |  |  | DATA CENTER EXPERT | Data Center Infrastructure Management (DCIM) Software | EcoStruxureâ„¢ IT Data Center Expert | 2290 | 1946.5
AP9613 | Dry Contact I/O SmartSlot Card |  |  | NMC EMBEDDED SW | Data Center Infrastructure Management (DCIM) Software | Management Options and Cables | 398 | 338.3
AP9614 | APC Dry Contact I/O SmartSlot Card |  |  | NMC EMBEDDED SW | Data Center Infrastructure Management (DCIM) Software | Management Options and Cables | 477 | 405.45
AP9620 | Legacy Communications SmartSlot Card |  |  | NMC EMBEDDED SW | Data Center Infrastructure Management (DCIM) Software | Management Options and Cables | 231 | 196.35
AP9643 | UPS Network Management Card 3 with Environmental Monitoring and Modbus |  |  | NMC EMBEDDED SW | Data Center Infrastructure Management (DCIM) Software | Network Management Cards | 1065 | 905.25
AP95100 | Data Center Expert Perpetual License for 100 nodes |  |  | DATA CENTER EXPERT | Data Center Infrastructure Management (DCIM) Software | EcoStruxureâ„¢ IT Data Center Expert | 7635 | 6489.75
AP95500 | Data Center Expert Perpetual License for 500 nodes |  |  | DATA CENTER EXPERT | Data Center Infrastructure Management (DCIM) Software | EcoStruxureâ„¢ IT Data Center Expert | 31475 | 26753.75
AP951000 | Data Center Expert Perpetual License for 1000 nodes |  |  | DATA CENTER EXPERT | Data Center Infrastructure Management (DCIM) Software | EcoStruxureâ„¢ IT Data Center Expert | 57740 | 49079
FWENMC1P-ST5Y-DIGI | NMC3 for Easy UPS, 1-Phase - 5 Year Secure NMC Subscription​​ |  |  | NMC SUBSCRIPTION SW | Data Center Infrastructure Management (DCIM) Software | Network Management Cards | 270 | 229.5
NBSV1000 | StruxureWare Data Center Expert 15 Node NetBotz Surveillance License |  |  | NETBOTZ SW ACCESSORIES | Data Center Infrastructure Management (DCIM) Software | EcoStruxureâ„¢ IT Data Center Expert | 6105 | 5189.25
NBSV1005 | StruxureWare Data Center Expert 5 Node NetBotz Surveillance License |  |  | NETBOTZ SW ACCESSORIES | Data Center Infrastructure Management (DCIM) Software | EcoStruxureâ„¢ IT Data Center Expert | 1780 | 1513
NBSV1010 | StruxureWare Data Center Expert 10 Node NetBotz Surveillance License |  |  | NETBOTZ SW ACCESSORIES | Data Center Infrastructure Management (DCIM) Software | EcoStruxureâ„¢ IT Data Center Expert | 3040 | 2584
NBSV1025 | StruxureWare Data Center Expert 25 Node NetBotz Surveillance License |  |  | NETBOTZ SW ACCESSORIES | Data Center Infrastructure Management (DCIM) Software | EcoStruxureâ„¢ IT Data Center Expert | 6930 | 5890.5
SFTWAP94VMACT | Data Center Expert Subscription License for Virtual Machine Activation: 1 Year |  |  | DATA CENTER EXPERT | Data Center Infrastructure Management (DCIM) Software | EcoStruxureâ„¢ IT Data Center Expert | 2660 | 2261
SFTWAP95100 | Data Center Expert Subscription License for 100 Nodes: 1 Year |  |  | DATA CENTER EXPERT | Data Center Infrastructure Management (DCIM) Software | EcoStruxureâ„¢ IT Data Center Expert | 2430 | 2065.5
SFTWES1-DIGI | EcoStruxure IT Expert 1 Year Digital 1 node Subscription |  |  | IT EXPERT | Data Center Infrastructure Management (DCIM) Software | EcoStruxureâ„¢ IT Expert | 85 | 72.25
SFTWES10-DIGI | EcoStruxure IT Expert Subscription License for 10 nodes: 1 Year |  |  | IT EXPERT | Data Center Infrastructure Management (DCIM) Software | EcoStruxureâ„¢ IT Expert | 852 | 724.2
SFTWES25M-DIGI | EcoStruxure IT Expert 25 nodes 1 year billed monthly |  |  | IT EXPERT | Data Center Infrastructure Management (DCIM) Software | EcoStruxureâ„¢ IT Expert | 2340 | 1989
SFTWES50M-DIGI | EcoStruxure IT Expert 50 nodes 1 year billed monthly |  |  | IT EXPERT | Data Center Infrastructure Management (DCIM) Software | EcoStruxureâ„¢ IT Expert | 4680 | 3978
SFTWES53Y-DIGI | EcoStruxure IT Expert 5 Node 3 Years |  |  | IT EXPERT | Data Center Infrastructure Management (DCIM) Software | EcoStruxureâ„¢ IT Expert | 1215 | 1032.75
SFTWES55Y-DIGI | EcoStruxure IT Expert 5 nodes 5 years |  |  | IT EXPERT | Data Center Infrastructure Management (DCIM) Software | EcoStruxureâ„¢ IT Expert | 1920 | 1632
SFTWES75-DIGI | EcoStruxure IT Expert 1 Year Digital 75 node Subscription |  |  | IT EXPERT | Data Center Infrastructure Management (DCIM) Software | EcoStruxureâ„¢ IT Expert | 6380 | 5423
SFTWES75M-DIGI | EcoStruxure IT Expert 75 nodes 1 year billed monthly |  |  | IT EXPERT | Data Center Infrastructure Management (DCIM) Software | EcoStruxureâ„¢ IT Expert | 7020 | 5967
SFTWES103Y-DIGI | EcoStruxure IT Expert 3 Year Digital 10 node Subscription |  |  | IT EXPERT | Data Center Infrastructure Management (DCIM) Software | EcoStruxureâ„¢ IT Expert | 2425 | 2061.25
SFTWES253Y-DIGI | EcoStruxure IT Expert Subscription License for 25 nodes: 3 Years |  |  | IT EXPERT | Data Center Infrastructure Management (DCIM) Software | EcoStruxureâ„¢ IT Expert | 6065 | 5155.25
SFTWES255Y-DIGI | EcoStruxure IT Expert Subscription License for 25 nodes: 5 Years |  |  | IT EXPERT | Data Center Infrastructure Management (DCIM) Software | EcoStruxureâ„¢ IT Expert | 9595 | 8155.75
SFTWES503Y-DIGI | EcoStruxure IT Expert Subscription License for 50 nodes: 3 Years |  |  | IT EXPERT | Data Center Infrastructure Management (DCIM) Software | EcoStruxureâ„¢ IT Expert | 12120 | 10302
SFTWES505Y-DIGI | EcoStruxure IT Expert Subscription License for 50 nodes: 5 Years |  |  | IT EXPERT | Data Center Infrastructure Management (DCIM) Software | EcoStruxureâ„¢ IT Expert | 19190 | 16311.5
SFTWES753Y-DIGI | EcoStruxure IT Expert Subscription License for 75 nodes: 3 Years |  |  | IT EXPERT | Data Center Infrastructure Management (DCIM) Software | EcoStruxureâ„¢ IT Expert | 18180 | 15453
SFTWES755Y-DIGI | EcoStruxure IT Expert Subscription License for 75 nodes: 5 Years |  |  | IT EXPERT | Data Center Infrastructure Management (DCIM) Software | EcoStruxureâ„¢ IT Expert | 28785 | 24467.25
SFTWES1003Y-DIGI | EcoStruxure IT Expert Subscription License for 100 nodes: 3 Years |  |  | IT EXPERT | Data Center Infrastructure Management (DCIM) Software | EcoStruxureâ„¢ IT Expert | 24240 | 20604
SFTWES2005Y-DIGI | EcoStruxure IT Expert Subscription License for 200 nodes: 5 Years |  |  | IT EXPERT | Data Center Infrastructure Management (DCIM) Software | EcoStruxureâ„¢ IT Expert | 59705 | 50749.25
SFTWES2503Y-DIGI | EcoStruxure IT Expert Subscription License for 250 nodes: 3 Years |  |  | IT EXPERT | Data Center Infrastructure Management (DCIM) Software | EcoStruxureâ„¢ IT Expert | 47135 | 40064.75
SFTWES5003Y-DIGI | EcoStruxure IT Expert Subscription License for 500 nodes: 3 Years |  |  | IT EXPERT | Data Center Infrastructure Management (DCIM) Software | EcoStruxureâ„¢ IT Expert | 64640 | 54944
SFTWES7505Y-DIGI | EcoStruxure IT Expert Subscription License for 750 nodes: 5 Years |  |  | IT EXPERT | Data Center Infrastructure Management (DCIM) Software | EcoStruxureâ„¢ IT Expert | 153515 | 130487.75
SFTWESCSTM3Y-DIGI | EcoStruxure IT Expert Enterprise Subscription License: 3 Years |  |  | IT EXPERT | Data Center Infrastructure Management (DCIM) Software | EcoStruxureâ„¢ IT Expert | Call for Quote | Call for Quote
SFTWESCSTM-DIGI | EcoStruxure IT Expert Enterprise Subscription License: 1 Year |  |  | IT EXPERT | Data Center Infrastructure Management (DCIM) Software | EcoStruxureâ„¢ IT Expert | Call for Quote | Call for Quote
SFTWIF25N-DIGI | Data Center Expert 25 Node Subscription License |  |  | DATA CENTER EXPERT | Data Center Infrastructure Management (DCIM) Software | EcoStruxureâ„¢ IT Data Center Expert | 727 | 617.95
SFTWIF100N-DIGI | Data Center Expert 100 Node Subscription License |  |  | DATA CENTER EXPERT | Data Center Infrastructure Management (DCIM) Software | EcoStruxureâ„¢ IT Data Center Expert | 2430 | 2065.5
SFTWIF500N-DIGI | Data Center Expert 500 Node Subscription License |  |  | DATA CENTER EXPERT | Data Center Infrastructure Management (DCIM) Software | EcoStruxureâ„¢ IT Data Center Expert | 9715 | 8257.75
SWDCE5NIF-DIGI | Data Center Expert Perpetual License for 5 Nodes |  |  | DATA CENTER EXPERT | Data Center Infrastructure Management (DCIM) Software | EcoStruxureâ„¢ IT Data Center Expert | 575 | 488.75
SWDCE5NSV-DIGI | Data Center Expert 5 Node Perpetual NetBotz Surveillance License |  |  | DATA CENTER EXPERT | Data Center Infrastructure Management (DCIM) Software | EcoStruxureâ„¢ IT Data Center Expert | 1560 | 1326
SWDCE10NIF-DIGI | Data Center Expert Perpetual License for 10 Nodes |  |  | DATA CENTER EXPERT | Data Center Infrastructure Management (DCIM) Software | EcoStruxureâ„¢ IT Data Center Expert | 1170 | 994.5
SWDCE10NSV-DIGI | Data Center Expert 10 Node Perpetual NetBotz Surveillance License |  |  | DATA CENTER EXPERT | Data Center Infrastructure Management (DCIM) Software | EcoStruxureâ„¢ IT Data Center Expert | 2665 | 2265.25
SWDCE25NIF-DIGI | Data Center Expert Perpetual License for 25 Nodes |  |  | DATA CENTER EXPERT | Data Center Infrastructure Management (DCIM) Software | EcoStruxureâ„¢ IT Data Center Expert | 2290 | 1946.5
SWDCE25NSV-DIGI | Data Center Expert 25 Node Perpetual NetBotz Surveillance License |  |  | DATA CENTER EXPERT | Data Center Infrastructure Management (DCIM) Software | EcoStruxureâ„¢ IT Data Center Expert | 6075 | 5163.75
SWDCE100NIF-DIGI | Data Center Expert Perpetual License for 100 Nodes |  |  | DATA CENTER EXPERT | Data Center Infrastructure Management (DCIM) Software | EcoStruxureâ„¢ IT Data Center Expert | 7635 | 6489.75
SWDCE500NIF-DIGI | Data Center Expert Perpetual License for 500 Nodes |  |  | DATA CENTER EXPERT | Data Center Infrastructure Management (DCIM) Software | EcoStruxureâ„¢ IT Data Center Expert | 31475 | 26753.75
SWDCE1000NIF-DIGI | Data Center Expert Perpetual License for 1000 Nodes |  |  | DATA CENTER EXPERT | Data Center Infrastructure Management (DCIM) Software | EcoStruxureâ„¢ IT Data Center Expert | 57740 | 49079
SWDCEMODBUS-DIGI | Data Center Expert Perpetual Modbus License |  |  | DATA CENTER EXPERT | Data Center Infrastructure Management (DCIM) Software | EcoStruxureâ„¢ IT Data Center Expert | 7070 | 6009.5
SWDCEVMACT-DIGI | Data Center Expert Perpetual Virtual Machine Activation License |  |  | DATA CENTER EXPERT | Data Center Infrastructure Management (DCIM) Software | EcoStruxureâ„¢ IT Data Center Expert | 3600 | 3060
WDCE1M25N-DIGI | Data Center Expert: 1 Month 25 Node Support |  |  | SW SUPPORT CONTRACT - MONITORING & MGT | Data Center Infrastructure Management (DCIM) Software | EcoStruxureâ„¢ IT Data Center Expert | 42 | 35.7
WDCE1M100N-DIGI | Data Center Expert: 1 Month 100 Node Support |  |  | SW SUPPORT CONTRACT - MONITORING & MGT | Data Center Infrastructure Management (DCIM) Software | EcoStruxureâ„¢ IT Data Center Expert | 123 | 104.55
WDCE1YR5N-DIGI | Data Center Expert: 1 Year 5 Node Support |  |  | SW SUPPORT CONTRACT - MONITORING & MGT | Data Center Infrastructure Management (DCIM) Software | EcoStruxureâ„¢ IT Data Center Expert | 148 | 125.8
WDCE1YR10N-DIGI | Data Center Expert: 1 Year 10 Node Support |  |  | SW SUPPORT CONTRACT - MONITORING & MGT | Data Center Infrastructure Management (DCIM) Software | EcoStruxureâ„¢ IT Data Center Expert | 297 | 252.45
WDCE1YR25N-DIGI | Data Center Expert: 1 Year 25 Node Support |  |  | SW SUPPORT CONTRACT - MONITORING & MGT | Data Center Infrastructure Management (DCIM) Software | EcoStruxureâ„¢ IT Data Center Expert | 486 | 413.1
WDCE1YR100N-DIGI | Data Center Expert: 1 Year 100 Node Support |  |  | SW SUPPORT CONTRACT - MONITORING & MGT | Data Center Infrastructure Management (DCIM) Software | EcoStruxureâ„¢ IT Data Center Expert | 1480 | 1258
WDCE1YR500N-DIGI | Data Center Expert: 1 Year 500 Node Support |  |  | SW SUPPORT CONTRACT - MONITORING & MGT | Data Center Infrastructure Management (DCIM) Software | EcoStruxureâ„¢ IT Data Center Expert | 5855 | 4976.75
WDCE1YR1000N-DIGI | Data Center Expert: 1 Year 1000 Node Support |  |  | SW SUPPORT CONTRACT - MONITORING & MGT | Data Center Infrastructure Management (DCIM) Software | EcoStruxureâ„¢ IT Data Center Expert | 10250 | 8712.5
WDCE3YR10N-DIGI | Data Center Expert: 3 Year 10 Node Support |  |  | SW SUPPORT CONTRACT - MONITORING & MGT | Data Center Infrastructure Management (DCIM) Software | EcoStruxureâ„¢ IT Data Center Expert | 703 | 597.55
WDCE3YR25N-DIGI | Data Center Expert: 3 Year 25 Node Support |  |  | SW SUPPORT CONTRACT - MONITORING & MGT | Data Center Infrastructure Management (DCIM) Software | EcoStruxureâ„¢ IT Data Center Expert | 1140 | 969
WDCE3YR100N-DIGI | Data Center Expert: 3 Year 100 Node Support |  |  | SW SUPPORT CONTRACT - MONITORING & MGT | Data Center Infrastructure Management (DCIM) Software | EcoStruxureâ„¢ IT Data Center Expert | 3250 | 2762.5
WDCE3YR500N-DIGI | Data Center Expert: 3 Year 500 Node Support |  |  | SW SUPPORT CONTRACT - MONITORING & MGT | Data Center Infrastructure Management (DCIM) Software | EcoStruxureâ„¢ IT Data Center Expert | 13665 | 11615.25
WDCE3YR1000N-DIGI | Data Center Expert: 3 Year 1000 Node Support |  |  | SW SUPPORT CONTRACT - MONITORING & MGT | Data Center Infrastructure Management (DCIM) Software | EcoStruxureâ„¢ IT Data Center Expert | 24395 | 20735.75
WEE1YR-DIGI | Data Center Operation: Energy Efficiency, 1 Year Software Maintenance Contract |  |  | SW SUPPORT CONTRACT - PLANNING & MDLLING | Data Center Infrastructure Management (DCIM) Software | EcoStruxureâ„¢ IT Data Center Expert | 12395 | 10535.75
WEE3YR-DIGI | Data Center Operation: Energy Efficiency, 3 Year Software Support Contract |  |  | SW SUPPORT CONTRACT - PLANNING & MDLLING | Data Center Infrastructure Management (DCIM) Software | EcoStruxureâ„¢ IT Data Center Expert | 30985 | 26337.25
WIF1YRENT-DIGI | Data Center Expert: Annual Infrastructure Enterprise License Support |  |  | SW SUPPORT CONTRACT - MONITORING & MGT | Data Center Infrastructure Management (DCIM) Software | EcoStruxureâ„¢ IT Data Center Expert | Call for Quote | Call for Quote
WINS1YR-DIGI | Data Center Operation: Insight, 1 Year Software Support Contract |  |  | SW SUPPORT CONTRACT - PLANNING & MDLLING | Data Center Infrastructure Management (DCIM) Software | EcoStruxureâ„¢ IT Data Center Expert | 5790 | 4921.5
WMS1M25N | 1 Month 25 Node StruxureWare Data Center Expert Software Support Contract |  |  | SW SUPPORT CONTRACT - MONITORING & MGT | Data Center Infrastructure Management (DCIM) Software | EcoStruxureâ„¢ IT Data Center Expert | 40 | 34
WMS1M100N | 1 Month 100 Node StruxureWare Data Center Expert Software Support Contract |  |  | SW SUPPORT CONTRACT - MONITORING & MGT | Data Center Infrastructure Management (DCIM) Software | EcoStruxureâ„¢ IT Data Center Expert | 129 | 109.65
WMS1M500N | 1 Month 500 Node StruxureWare Data Center Expert Software Support Contract |  |  | SW SUPPORT CONTRACT - MONITORING & MGT | Data Center Infrastructure Management (DCIM) Software | EcoStruxureâ„¢ IT Data Center Expert | 495 | 420.75
WMS1MBASIC | 1 Month StruxureWare Data Center Expert Basic Software Support Contract |  |  | SW SUPPORT CONTRACT - MONITORING & MGT | Data Center Infrastructure Management (DCIM) Software | EcoStruxureâ„¢ IT Data Center Expert | 33 | 28.05
WMS1MBASIC-DIGI | Data Center Expert: 1 Month Basic Software Support |  |  | SW SUPPORT CONTRACT - MONITORING & MGT | Data Center Infrastructure Management (DCIM) Software | EcoStruxureâ„¢ IT Data Center Expert | 33 | 28.05
WMS1MOVM | 1 Month StruxureWare Data Center Expert Virtual Machine Software Support Contract |  |  | SW SUPPORT CONTRACT - MONITORING & MGT | Data Center Infrastructure Management (DCIM) Software | EcoStruxureâ„¢ IT Data Center Expert | 39 | 33.15
WMS1YR5N | 1 Year 5 Node StruxureWare Data Center Expert Software Support Contract |  |  | SW SUPPORT CONTRACT - MONITORING & MGT | Data Center Infrastructure Management (DCIM) Software | EcoStruxureâ„¢ IT Data Center Expert | 148 | 125.8
WMS1YR10N | 1 Year 10 Node StruxureWare Data Center Expert Software Support Contract |  |  | SW SUPPORT CONTRACT - MONITORING & MGT | Data Center Infrastructure Management (DCIM) Software | EcoStruxureâ„¢ IT Data Center Expert | 297 | 252.45
WMS1YR25N | 1 Year 25 Node StruxureWare Data Center Expert Software Support Contract |  |  | SW SUPPORT CONTRACT - MONITORING & MGT | Data Center Infrastructure Management (DCIM) Software | EcoStruxureâ„¢ IT Data Center Expert | 486 | 413.1
WMS1YR100N | 1 Year 100 Node StruxureWare Data Center Expert Software Support Contract |  |  | SW SUPPORT CONTRACT - MONITORING & MGT | Data Center Infrastructure Management (DCIM) Software | EcoStruxureâ„¢ IT Data Center Expert | 1480 | 1258
WMS1YR500N | 1 Year 500 Node StruxureWare Data Center Expert Software Support Contract |  |  | SW SUPPORT CONTRACT - MONITORING & MGT | Data Center Infrastructure Management (DCIM) Software | EcoStruxureâ„¢ IT Data Center Expert | 5855 | 4976.75
WMS1YR1000N | 1 Year 1000 Node StruxureWare Data Center Expert Software Support Contract |  |  | SW SUPPORT CONTRACT - MONITORING & MGT | Data Center Infrastructure Management (DCIM) Software | EcoStruxureâ„¢ IT Data Center Expert | 10250 | 8712.5
WMS1YRBASIC | Data Center Expert Basic 1 Year Software Support Contract |  |  | SW SUPPORT CONTRACT - MONITORING & MGT | Data Center Infrastructure Management (DCIM) Software | EcoStruxureâ„¢ IT Data Center Expert | 422 | 358.7
WMS1YRBASIC-DIGI | Data Center Expert: 1 Year Basic Software Support |  |  | SW SUPPORT CONTRACT - MONITORING & MGT | Data Center Infrastructure Management (DCIM) Software | EcoStruxureâ„¢ IT Data Center Expert | 384 | 326.4
WMS1YRENT | 1 Year StruxureWare Data Center Expert Enterprise Software Support Contract |  |  | SW SUPPORT CONTRACT - MONITORING & MGT | Data Center Infrastructure Management (DCIM) Software | EcoStruxureâ„¢ IT Data Center Expert | 422 | 358.7
WMS1YRENT-DIGI | Data Center Expert: 1 Year Enterprise Software Support |  |  | SW SUPPORT CONTRACT - MONITORING & MGT | Data Center Infrastructure Management (DCIM) Software | EcoStruxureâ„¢ IT Data Center Expert | 384 | 326.4
WMS1YRHWBASIC-DIGI | Data Center Expert: 1 Year Basic Hardware Support |  |  | SW SUPPORT CONTRACT - MONITORING & MGT | Data Center Infrastructure Management (DCIM) Software | EcoStruxureâ„¢ IT Data Center Expert | 386 | 328.1
WMS1YRHWENT-DIGI | Data Center Expert: 1 Year Enterprise Hardware Support |  |  | SW SUPPORT CONTRACT - MONITORING & MGT | Data Center Infrastructure Management (DCIM) Software | EcoStruxureâ„¢ IT Data Center Expert | 1160 | 986
WMS1YRHWSTD-DIGI | Data Center Expert: 1 Year Standard Hardware Support |  |  | SW SUPPORT CONTRACT - MONITORING & MGT | Data Center Infrastructure Management (DCIM) Software | EcoStruxureâ„¢ IT Data Center Expert | 641 | 544.85
WMS1YRISXCU | 1 Year StruxureWare Data Center Expert Software Support Contract, Enterprise Licenses |  |  | SW SUPPORT CONTRACT - MONITORING & MGT | Data Center Infrastructure Management (DCIM) Software | EcoStruxureâ„¢ IT Data Center Expert | 0.1 | 0.085
WMS1YROVM-DIGI | Data Center Expert: 1 Year Virtual Software Support |  |  | SW SUPPORT CONTRACT - MONITORING & MGT | Data Center Infrastructure Management (DCIM) Software | EcoStruxureâ„¢ IT Data Center Expert | 385 | 327.25
WMS1YRSTD | 1 Year StruxureWare Data Center Expert Standard Software Support Contract |  |  | SW SUPPORT CONTRACT - MONITORING & MGT | Data Center Infrastructure Management (DCIM) Software | EcoStruxureâ„¢ IT Data Center Expert | 422 | 358.7
WMS1YRSTD-DIGI | Data Center Expert: 1 Year Standard Software Support |  |  | SW SUPPORT CONTRACT - MONITORING & MGT | Data Center Infrastructure Management (DCIM) Software | EcoStruxureâ„¢ IT Data Center Expert | 384 | 326.4
WMS1YRVM | 1 Year StruxureWare Data Center Expert Virtual Machine Software Support Contract |  |  | SW SUPPORT CONTRACT - MONITORING & MGT | Data Center Infrastructure Management (DCIM) Software | EcoStruxureâ„¢ IT Data Center Expert | 385 | 327.25
WMS3YR5N | 3 Year 5 Node StruxureWare Data Center Expert Software Support Contract |  |  | SW SUPPORT CONTRACT - MONITORING & MGT | Data Center Infrastructure Management (DCIM) Software | EcoStruxureâ„¢ IT Data Center Expert | 353 | 300.05
WMS3YR10N | 3 Year 10 Node StruxureWare Data Center Expert Software Support Contract |  |  | SW SUPPORT CONTRACT - MONITORING & MGT | Data Center Infrastructure Management (DCIM) Software | EcoStruxureâ„¢ IT Data Center Expert | 703 | 597.55
WMS3YR25N | 3 Year 25 Node StruxureWare Data Center Expert Software Support Contract |  |  | SW SUPPORT CONTRACT - MONITORING & MGT | Data Center Infrastructure Management (DCIM) Software | EcoStruxureâ„¢ IT Data Center Expert | 1140 | 969
WMS3YR100N | 3 Year 100 Node StruxureWare Data Center Expert Software Support Contract |  |  | SW SUPPORT CONTRACT - MONITORING & MGT | Data Center Infrastructure Management (DCIM) Software | EcoStruxureâ„¢ IT Data Center Expert | 3250 | 2762.5
WMS3YR500N | 3 Year 500 Node StruxureWare Data Center Expert Software Support Contract |  |  | SW SUPPORT CONTRACT - MONITORING & MGT | Data Center Infrastructure Management (DCIM) Software | EcoStruxureâ„¢ IT Data Center Expert | 13665 | 11615.25
WMS3YR1000N | 3 Year 1000 Node StruxureWare Data Center Expert Software Support Contract |  |  | SW SUPPORT CONTRACT - MONITORING & MGT | Data Center Infrastructure Management (DCIM) Software | EcoStruxureâ„¢ IT Data Center Expert | 24395 | 20735.75
WMS3YRBASIC | 3 Year StruxureWare Data Center Expert Basic Software Support Contract |  |  | SW SUPPORT CONTRACT - MONITORING & MGT | Data Center Infrastructure Management (DCIM) Software | EcoStruxureâ„¢ IT Data Center Expert | 989 | 840.65
WMS3YRBASIC-DIGI | Data Center Expert: 3 Year Basic Software Support |  |  | SW SUPPORT CONTRACT - MONITORING & MGT | Data Center Infrastructure Management (DCIM) Software | EcoStruxureâ„¢ IT Data Center Expert | 899 | 764.15
WMS3YROVM-DIGI | Data Center Expert: 3 Year Virtual Software Support |  |  | SW SUPPORT CONTRACT - MONITORING & MGT | Data Center Infrastructure Management (DCIM) Software | EcoStruxureâ„¢ IT Data Center Expert | 899 | 764.15
WMS3YRSTD | 3 Year StruxureWare Data Center Expert Standard Software Support Contract |  |  | SW SUPPORT CONTRACT - MONITORING & MGT | Data Center Infrastructure Management (DCIM) Software | EcoStruxureâ„¢ IT Data Center Expert | 989 | 840.65
WMS3YRSTD-DIGI | Data Center Expert: 3 Year Enterprise Software Support |  |  | SW SUPPORT CONTRACT - MONITORING & MGT | Data Center Infrastructure Management (DCIM) Software | EcoStruxureâ„¢ IT Data Center Expert | 899 | 764.15
WMS3YRVM | 3 Year StruxureWare Data Center Expert Virtual Machine Software Support Contract |  |  | SW SUPPORT CONTRACT - MONITORING & MGT | Data Center Infrastructure Management (DCIM) Software | EcoStruxureâ„¢ IT Data Center Expert | 899 | 764.15
WSA1YR25N-DIGI | Data Center Operation: Server Access, 1 Year Software Support Contract, 25 Nodes |  |  | SW SUPPORT CONTRACT - PLANNING & MDLLING | Data Center Infrastructure Management (DCIM) Software | EcoStruxureâ„¢ IT Data Center Expert | 575 | 488.75
AP9625 | APC 2-Post Mounting Kit for Smart-UPS and Symmetra |  |  | SMART-UPS OVER 1.5 KVA | Uninterruptible Power Supply (UPS) | Smart-UPS Accessories | 353 | 300.05
APCRBC173-LI | APC Lithium Ion Replacement Battery Cartridge #173 LI |  |  | REPLACEMENT BATTERIES | Uninterruptible Power Supply (UPS) | Smart-UPS Battery Systems | 1940 | 1649
CSH2 | APC Smart-UPS Charge Mobile Battery for Microsoft Surface Hub 2S | 100 ,230 |  | OEM & SPECIAL PRODUCTS | Uninterruptible Power Supply (UPS) | Smart-UPS Battery Systems | 2925 | 2486.25
EPW9 | World Wide Emergency Power Off Nine Circuit System |  |  | 3PH POWER DISTRIBUTION | Uninterruptible Power Supply (UPS) | Symmetra Accessories | 1310 | 1113.5
RBC67 | IBM UPS 6000 VA Replacement Battery Cartridge XiV Long Life 98Y8096 |  |  | OEM & SPECIAL PRODUCTS | Uninterruptible Power Supply (UPS) | Smart-UPS Battery Systems | 1105 | 939.25
SBPSU10K20HC1M1-WP | APC Smart-UPS VT Maintenance Bypass Panel 10-20kVA 400V Wallmount | 400 3 PH | 400 3 PH | MED SMAL RANGE 3PH UPS | Uninterruptible Power Supply (UPS) | Smart-UPS Accessories | 722 | 613.7
SC450RMI1U | APC Smart-UPS SC 450VA 230V - 1U Rackmount/Tower | 230 | 230 | SMART-UPS UNDER 1.5 KV | Uninterruptible Power Supply (UPS) | Smart-UPS | 520 | 442
SC500RM1U | APC Smart-UPS SC 500VA 120V - 1U Rackmount | 120 | 120 | SMART-UPS UNDER 1.5 KV | Uninterruptible Power Supply (UPS) | Smart-UPS | 534 | 453.9
SC620I | APC Smart-UPS SC 620VA 230V | 230 | 230 | SMART-UPS UNDER 1.5 KV | Uninterruptible Power Supply (UPS) | Smart-UPS | 474 | 402.9
SCL500RM1U | APC Smart-UPS Lithium-Ion, Short Depth 500VA, 120V | 120 | 120 | SMART-UPS UNDER 1.5 KV | Uninterruptible Power Supply (UPS) | Smart-UPS | 667 | 566.95
SCL500RM1UC | APC Smart-UPS C Lithium Ion, Short Depth 500VA, 120V with SmartConnect | 120 | 120 | SMART-UPS UNDER 1.5 KV | Uninterruptible Power Supply (UPS) | Smart-UPS | 667 | 566.95
SCL500RM1UNC | APC Smart-UPS C Lithium Ion, Short Depth 500VA, 120V with Network Management Card | 120 | 120 | SMART-UPS UNDER 1.5 KV | Uninterruptible Power Supply (UPS) | Smart-UPS | 1470 | 1249.5
SCL500RMI1UC | APC Smart-UPS C Lithium Ion, Short Depth 500VA, 230V with SmartConnect | 230 | 230 | SMART-UPS UNDER 1.5 KV | Uninterruptible Power Supply (UPS) | Smart-UPS | 841 | 714.85
SMC1000-2UC | APC Smart-UPS C 1000VA LCD RM 2U 120V with SmartConnect | 120 | 120 | SMART-UPS UNDER 1.5 KV | Uninterruptible Power Supply (UPS) | Smart-UPS | 938 | 797.3
SMC1000C | APC Smart-UPS C 1000VA LCD 120V with SmartConnect | 120 | 120 | SMART-UPS UNDER 1.5 KV | Uninterruptible Power Supply (UPS) | Smart-UPS | 637 | 541.45
SMC1500-2UC | APC Smart-UPS C 1500VA LCD RM 2U 120V with SmartConnect | 120 | 120 | SMART-UPS UNDER 1.5 KV | Uninterruptible Power Supply (UPS) | Smart-UPS | 1185 | 1007.25
SMC1500C | APC Smart-UPS C 1500VA LCD 120V with SmartConnect | 120 | 120 | SMART-UPS UNDER 1.5 KV | Uninterruptible Power Supply (UPS) | Smart-UPS | 832 | 707.2
SMT500J | APC Smart-UPS 500VA LCD 100V | 100 | 100 | SMART-UPS UNDER 1.5 KV | Uninterruptible Power Supply (UPS) | Smart-UPS | 1005 | 854.25
SMT750C | APC Smart-UPS 750VA LCD 120V with SmartConnect | 120 | 120 | SMART-UPS UNDER 1.5 KV | Uninterruptible Power Supply (UPS) | Smart-UPS | 649 | 551.65
SMT750CUS | APC Smart-UPS 750VA LCD 120V with SmartConnect TAA-Compliant | 120 | 120 | SMART-UPS UNDER 1.5 KV | Uninterruptible Power Supply (UPS) | Smart-UPS | 812 | 690.2
SMT750I | APC Smart-UPS 750VA LCD 230V | 230 | 230 | SMART-UPS UNDER 1.5 KV | Uninterruptible Power Supply (UPS) | Smart-UPS | 781 | 663.85
SMT750J | APC Smart-UPS 750VA LCD 100V | 100 | 100 | SMART-UPS UNDER 1.5 KV | Uninterruptible Power Supply (UPS) | Smart-UPS | 1230 | 1045.5
SMT750RM1U | APC Smart-UPS 750VA LCD 120V 1U Rackmount | 120 | 120 | SMART-UPS UNDER 1.5 KV | Uninterruptible Power Supply (UPS) | Smart-UPS | 1025 | 871.25
SMT750RM2UC | APC Smart-UPS 750VA LCD RM 2U 120V with SmartConnect | 120 | 120 | SMART-UPS UNDER 1.5 KV | Uninterruptible Power Supply (UPS) | Smart-UPS | 859 | 730.15
SMT750RM2UCNC | APC Smart-UPS 750VA LCD RM 2U 120V with SmartConnect Port and Network Card | 120 | 120 | SMART-UPS UNDER 1.5 KV | Uninterruptible Power Supply (UPS) | Smart-UPS | 1545 | 1313.25
SMT750RMI2UNC | APC Smart-UPS 750VA LCD RM 2U 230V with Network Card | 230 | 230 | SMART-UPS UNDER 1.5 KV | Uninterruptible Power Supply (UPS) | Smart-UPS | 2015 | 1712.75
SMT750X93 | APC Smart-UPS 750VA 120V Shipboard | 120 | 120 | OEM & SPECIAL PRODUCTS | Uninterruptible Power Supply (UPS) | Smart-UPS | 1350 | 1147.5
SMT1000C | APC Smart-UPS 1000VA LCD 120V with SmartConnect | 120 | 120 | SMART-UPS UNDER 1.5 KV | Uninterruptible Power Supply (UPS) | Smart-UPS | 774 | 657.9
SMT1000CUS | APC Smart-UPS 1000VA LCD 120V with SmartConnect TAA-Compliant | 120 | 120 | SMART-UPS UNDER 1.5 KV | Uninterruptible Power Supply (UPS) | Smart-UPS | 1115 | 947.75
SMT1000J | APC Smart-UPS 1000VA LCD 100V | 100 | 100 | SMART-UPS UNDER 1.5 KV | Uninterruptible Power Supply (UPS) | Smart-UPS | 1255 | 1066.75
SMT1000RM1U | APC Smart-UPS 1000VA LCD 120V 1U Rackmount | 120 | 120 | SMART-UPS UNDER 1.5 KV | Uninterruptible Power Supply (UPS) | Smart-UPS | 1155 | 981.75
SMT1000RM2UC | APC Smart-UPS 1000VA LCD RM 2U 120V with SmartConnect | 120 | 120 | SMART-UPS UNDER 1.5 KV | Uninterruptible Power Supply (UPS) | Smart-UPS | 978 | 831.3
SMT1000RMI2U | APC Smart-UPS 1000VA LCD RM 2U 230V | 230 | 230 | SMART-UPS UNDER 1.5 KV | Uninterruptible Power Supply (UPS) | Smart-UPS | 1320 | 1122
SMT1500C | APC Smart-UPS 1500VA LCD 120V with SmartConnect | 120 | 120 | SMART-UPS UNDER 1.5 KV | Uninterruptible Power Supply (UPS) | Smart-UPS | 953 | 810.05
SMT1500CNC | APC Smart-UPS 1500VA LCD 120V with SmartConnect Port and Network Card | 120 | 120 | SMART-UPS UNDER 1.5 KV | Uninterruptible Power Supply (UPS) | Smart-UPS | 1725 | 1466.25
SMT1500CUS | APC Smart-UPS 1500VA LCD 120V with SmartConnect TAA-Compliant | 120 | 120 | SMART-UPS UNDER 1.5 KV | Uninterruptible Power Supply (UPS) | Smart-UPS | 1490 | 1266.5
SMT1500I | APC Smart-UPS 1500VA LCD 230V | 230 | 230 | SMART-UPS UNDER 1.5 KV | Uninterruptible Power Supply (UPS) | Smart-UPS | 1340 | 1139
SMT1500J | APC Smart-UPS 1500VA LCD 100V | 100 | 100 | SMART-UPS UNDER 1.5 KV | Uninterruptible Power Supply (UPS) | Smart-UPS | 1620 | 1377
SMT1500RM1UC | APC Smart-UPS with SmartConnect 1500VA RM 1U 120V | 120 | 120 | SMART-UPS UNDER 1.5 KV | Uninterruptible Power Supply (UPS) | Smart-UPS | 1740 | 1479
SMT1500RM2UC | APC Smart-UPS 1500VA LCD RM 2U 120V with SmartConnect | 120 | 120 | SMART-UPS UNDER 1.5 KV | Uninterruptible Power Supply (UPS) | Smart-UPS | 1315 | 1117.75
SMT1500RM2UCNC | APC Smart-UPS 1500VA LCD RM 2U 120V with SmartConnect Port and Network Card | 120 | 120 | SMART-UPS UNDER 1.5 KV | Uninterruptible Power Supply (UPS) | Smart-UPS | 2085 | 1772.25
SMT1500RM2UCNCUS | APC Smart-UPS 1500VA LCD RM 2U 120V SmartConnect and Network Card TAA-Compliant | 120 | 120 | SMART-UPS UNDER 1.5 KV | Uninterruptible Power Supply (UPS) | Smart-UPS | 2190 | 1861.5
SMT1500RM2UCUS | APC Smart-UPS 1500VA LCD RM 2U 120V with SmartConnect TAA-Compliant | 120 | 120 | SMART-UPS UNDER 1.5 KV | Uninterruptible Power Supply (UPS) | Smart-UPS | 1860 | 1581
SMT1500RMI1U | APC Smart-UPS 1500VA LCD RM 1U 230V | 230 | 230 | SMART-UPS UNDER 1.5 KV | Uninterruptible Power Supply (UPS) | Smart-UPS | 2045 | 1738.25
SMT1500RMI2U | APC Smart-UPS 1500VA LCD RM 2U 230V | 230 | 230 | SMART-UPS UNDER 1.5 KV | Uninterruptible Power Supply (UPS) | Smart-UPS | 1770 | 1504.5
SMT1500RMI2UC | APC Smart-UPS 1500VA LCD RM 2U 230V with SmartConnect | 230 | 230 | SMART-UPS UNDER 1.5 KV | Uninterruptible Power Supply (UPS) | Smart-UPS | 1460 | 1241
SMT1500RMI2UNC | APC Smart-UPS 1500VA LCD RM 2U 230V with Network Card | 230 | 230 | SMART-UPS UNDER 1.5 KV | Uninterruptible Power Supply (UPS) | Smart-UPS | 2665 | 2265.25
SMT1500RMJ2U | APC Smart-UPS 1500VA LCD RM 2U 100V | 100 | 100 | SMART-UPS UNDER 1.5 KV | Uninterruptible Power Supply (UPS) | Smart-UPS | 1800 | 1530
SMT1500RMX93 | APC Smart -UPS 1500VA RM 2U 120V Shipboard | 120 | 120 | OEM & SPECIAL PRODUCTS | Uninterruptible Power Supply (UPS) | Smart-UPS | 2130 | 1810.5
SMT1500X93 | APC Smart-UPS 1500VA 120V Shipboard | 120 | 120 | OEM & SPECIAL PRODUCTS | Uninterruptible Power Supply (UPS) | Smart-UPS | 1990 | 1691.5
SMT2200C | APC Smart-UPS 2200VA LCD 120V with SmartConnect | 120 | 120 | SMART-UPS OVER 1.5 KVA | Uninterruptible Power Supply (UPS) | Smart-UPS | 1875 | 1593.75
SMT2200CUS | APC Smart-UPS 2200VA LCD 120V with SmartConnect TAA-Compliant | 120 | 120 | SMART-UPS OVER 1.5 KVA | Uninterruptible Power Supply (UPS) | Smart-UPS | 2310 | 1963.5
SMT2200IC | APC Smart-UPS 2200VA LCD 230V with SmartConnect | 230 | 230 | SMART-UPS OVER 1.5 KVA | Uninterruptible Power Supply (UPS) | Smart-UPS | 2355 | 2001.75
SMT2200J | APC Smart-UPS 2200VA LCD 100V | 100 | 100 | SMART-UPS OVER 1.5 KVA | Uninterruptible Power Supply (UPS) | Smart-UPS | 2560 | 2176
SMT2200R2X658 | APC Smart-UPS 2200VA LCD RM 2U 120V with Network Card and 2 Post Rack Kit | 120 | 120 | OEM & SPECIAL PRODUCTS | Uninterruptible Power Supply (UPS) | Smart-UPS | 2365 | 2010.25
SMT2200RM2U | APC Smart-UPS 2200VA LCD RM 2U 120V | 120 | 120 | SMART-UPS OVER 1.5 KVA | Uninterruptible Power Supply (UPS) | Smart-UPS | 1970 | 1674.5
SMT2200RM2UC | APC Smart-UPS 2200VA LCD RM 2U 120V with SmartConnect | 120 | 120 | SMART-UPS OVER 1.5 KVA | Uninterruptible Power Supply (UPS) | Smart-UPS | 2460 | 2091
SMT2200RM2UCUS | APC Smart-UPS 2200VA LCD RM 2U 120V with SmartConnect TAA-Compliant | 120 | 120 | SMART-UPS OVER 1.5 KVA | Uninterruptible Power Supply (UPS) | Smart-UPS | 2585 | 2197.25
SMT2200RM2UNC | APC Smart-UPS 2200VA LCD RM 2U 120V with Network Card | 120 | 120 | SMART-UPS OVER 1.5 KVA | Uninterruptible Power Supply (UPS) | Smart-UPS | 3475 | 2953.75
SMT2200RM2UNCUS | APC Smart-UPS 2200VA LCD RM 2U 120V SmartConnect and Network Card TAA-Compliant | 120 | 120 | SMART-UPS OVER 1.5 KVA | Uninterruptible Power Supply (UPS) | Smart-UPS | 3650 | 3102.5
SMT2200RMI2UNC | APC Smart-UPS 2200VA LCD RM 2U 230V with Network Card | 230 | 230 | SMART-UPS OVER 1.5 KVA | Uninterruptible Power Supply (UPS) | Smart-UPS | 4615 | 3922.75
SMT2200RMUS | APC Smart-UPS 2200VA LCD RM 2U 120V TAA | 120 | 120 | SMART-UPS OVER 1.5 KVA | Uninterruptible Power Supply (UPS) | Smart-UPS | 2835 | 2409.75
SMT2200US | APC Smart-UPS 2200VA LCD 120V TAA | 120 | 120 | SMART-UPS OVER 1.5 KVA | Uninterruptible Power Supply (UPS) | Smart-UPS | 2310 | 1963.5
SMT3000C | APC Smart-UPS 3000VA LCD 120V with SmartConnect | 120 | 120 | SMART-UPS OVER 1.5 KVA | Uninterruptible Power Supply (UPS) | Smart-UPS | 2665 | 2265.25
SMT3000CUS | APC Smart-UPS 3000VA LCD 120V with SmartConnect TAA-Compliant | 120 | 120 | SMART-UPS OVER 1.5 KVA | Uninterruptible Power Supply (UPS) | Smart-UPS | 2800 | 2380
SMT3000RM2U | APC Smart-UPS 3000VA LCD RM 2U 120V | 120 | 120 | SMART-UPS OVER 1.5 KVA | Uninterruptible Power Supply (UPS) | Smart-UPS | 2295 | 1950.75
SMT3000RM2UC | APC Smart-UPS 3000VA LCD RM 2U 120V with SmartConnect | 120 | 120 | SMART-UPS OVER 1.5 KVA | Uninterruptible Power Supply (UPS) | Smart-UPS | 2870 | 2439.5
SMT3000RM2UCUS | APC Smart-UPS 3000VA LCD RM 2U 120V with SmartConnect TAA-Compliant | 120 | 120 | SMART-UPS OVER 1.5 KVA | Uninterruptible Power Supply (UPS) | Smart-UPS | 3015 | 2562.75
SMT3000RM2UNC | APC Smart-UPS 3000VA LCD RM 2U 120V with Network Card | 120 | 120 | SMART-UPS OVER 1.5 KVA | Uninterruptible Power Supply (UPS) | Smart-UPS | 3115 | 2647.75
SMT3000RM2UNCUS | APC Smart-UPS 3000VA LCD RM 2U 120V SmartConnect and Network Card TAA-Compliant | 120 | 120 | SMART-UPS OVER 1.5 KVA | Uninterruptible Power Supply (UPS) | Smart-UPS | 3270 | 2779.5
SMT3000RMI2U | APC Smart-UPS 3000VA LCD RM 2U 230V | 230 | 230 | SMART-UPS OVER 1.5 KVA | Uninterruptible Power Supply (UPS) | Smart-UPS | 5575 | 4738.75
SMT3000RMI2UNC | APC Smart-UPS 3000VA LCD RM 2U 230V with Network Card | 230 | 230 | SMART-UPS OVER 1.5 KVA | Uninterruptible Power Supply (UPS) | Smart-UPS | 4660 | 3961
SMT3000RMJ2U | APC Smart-UPS 3000VA RM 2U LCD 100V | 100 | 100 | SMART-UPS OVER 1.5 KVA | Uninterruptible Power Supply (UPS) | Smart-UPS | 3900 | 3315
SMT3000RMT2U | APC Smart-UPS 3000VA RM 2U LCD 208V | 208 | 208 | SMART-UPS OVER 1.5 KVA | Uninterruptible Power Supply (UPS) | Smart-UPS | 3600 | 3060
SMT3000RMUS | APC Smart-UPS 3000VA LCD RM 2U 120V TAA | 120 | 120 | SMART-UPS OVER 1.5 KVA | Uninterruptible Power Supply (UPS) | Smart-UPS | 3470 | 2949.5
SMTL2K2RM2UCL | APC Smart-UPS, Lithium-Ion, 2200VA, 120V with SmartConnect Port and L5-20R | 120 ,110 | 120 ,125 ,110 | SMART-UPS UNDER 1.5 KV | Uninterruptible Power Supply (UPS) | Smart-UPS | 4695 | 3990.75
SMTL2K2RM2UCLNC | APC Smart-UPS, Lithium-Ion, 2200VA, 120V with SmartConnect Port, Network Card and L5-20R | 120 ,110 | 120 ,125 ,110 | SMART-UPS UNDER 1.5 KV | Uninterruptible Power Supply (UPS) | Smart-UPS | 5550 | 4717.5
SMTL2USF | Stabilizing Feet for SMTL 1000/750VA |  |  | OEM & SPECIAL PRODUCTS | Uninterruptible Power Supply (UPS) | Smart-UPS Accessories | 20.25 | 17.2125
SMTL3KRM2UCL | APC Smart-UPS, Lithium-Ion, 3000VA, 120V with SmartConnect Port and L5-30R | 120 | 120 | SMART-UPS UNDER 1.5 KV | Uninterruptible Power Supply (UPS) | Smart-UPS | 5345 | 4543.25
SMTL3KRM2UCLNC | APC Smart-UPS, Lithium-Ion, 3000VA, 120V with SmartConnect Port, Network Card and L5-30R | 120 ,110 | 120 ,125 ,110 | SMART-UPS UNDER 1.5 KV | Uninterruptible Power Supply (UPS) | Smart-UPS | 6205 | 5274.25
SMTL3USF | Stabilizing Feet for SMTL 1500VA |  |  | OEM & SPECIAL PRODUCTS | Uninterruptible Power Supply (UPS) | Smart-UPS Accessories | 24.25 | 20.6125
SMTL750RM2UC | APC Smart-UPS Lithium Ion, Short Depth 750VA, 120V with SmartConnect | 120 | 120 | SMART-UPS UNDER 1.5 KV | Uninterruptible Power Supply (UPS) | Smart-UPS | 1675 | 1423.75
SMTL750RM2UCNC | APC Smart-UPS, Lithium-Ion, Short Depth 750VA, 120V with SmartConnect Port and Network Management | 120 | 120 | SMART-UPS UNDER 1.5 KV | Uninterruptible Power Supply (UPS) | Smart-UPS | 2535 | 2154.75
SMTL1000RM2UC | APC Smart-UPS Lithium Ion, Short Depth 1000VA, 120V with SmartConnect | 120 | 120 | SMART-UPS UNDER 1.5 KV | Uninterruptible Power Supply (UPS) | Smart-UPS | 2520 | 2142
SMTL1000RM2UCNC | APC Smart-UPS, Lithium-Ion, Short Depth 1000VA, 120V with SmartConnect Port and Network Management | 120 | 120 | SMART-UPS UNDER 1.5 KV | Uninterruptible Power Supply (UPS) | Smart-UPS | 3380 | 2873
SMTL1500RM3UC | APC Smart-UPS Lithium Ion, Short Depth 1500VA, 120V with SmartConnect | 120 | 120 | SMART-UPS UNDER 1.5 KV | Uninterruptible Power Supply (UPS) | Smart-UPS | 3065 | 2605.25
SMTL1500RM3UCNC | APC Smart-UPS, Lithium-Ion, Short Depth 1500VA, 120V with SmartConnect Port and Network Management | 120 | 120 | SMART-UPS UNDER 1.5 KV | Uninterruptible Power Supply (UPS) | Smart-UPS | 3920 | 3332
SMTL2200RM2UC | APC Smart-UPS, Lithium-Ion, 2200VA, 120V with SmartConnect Port | 120 | 120 | SMART-UPS OVER 1.5 KVA | Uninterruptible Power Supply (UPS) | Smart-UPS | 4575 | 3888.75
SMTL2200RM2UCNC | APC Smart-UPS, Lithium-Ion, 2200VA, 120V with SmartConnect Port and Network Card | 120 | 120 | SMART-UPS OVER 1.5 KVA | Uninterruptible Power Supply (UPS) | Smart-UPS | 5450 | 4632.5
SMTL3000RM2UC | APC Smart-UPS, Lithium-Ion, 3000VA, 120V with SmartConnect Port | 120 | 120 | SMART-UPS OVER 1.5 KVA | Uninterruptible Power Supply (UPS) | Smart-UPS | 5240 | 4454
SMTL3000RM2UCNC | APC Smart-UPS, Lithium-Ion, 3000VA, 120V with SmartConnect Port and Network Card | 120 | 120 | SMART-UPS OVER 1.5 KVA | Uninterruptible Power Supply (UPS) | Smart-UPS | 6110 | 5193.5
SMX2KR2UNCX145 | APC SMART-UPS X 2000VA RACK/TOWER LCD 100-127V WITH NETWORK CARD & 10FT INPUT CORD & NEMA 5-20P | 120 | 120 | OEM & SPECIAL PRODUCTS | Uninterruptible Power Supply (UPS) | Smart-UPS | 2860 | 2431
SMX2KR2UX145 | APC Smart-UPS X 2000VA Rack/Tower LCD 100-127V with 10 FT Input Cord | 120 | 120 | OEM & SPECIAL PRODUCTS | Uninterruptible Power Supply (UPS) | Smart-UPS | 2575 | 2188.75
SMX2KRMLVNCUS | APC Smart-UPS X 2000VA Rack/Tower LCD 100-127V with Network Card TAA | 120 | 120 | SMART-UPS OVER 1.5 KVA | Uninterruptible Power Supply (UPS) | Smart-UPS | 4005 | 3404.25
SMX3KR2UNCX145 | APC Smart-UPS X 3000VA Rack/Tower LCD 100-127V with Network Card & 10 FT Input Cord | 120 | 120 | OEM & SPECIAL PRODUCTS | Uninterruptible Power Supply (UPS) | Smart-UPS | 3620 | 3077
SMX3KRMLVNCUS | APC Smart-UPS X 3000VA Rack/Tower LCD 100-127V with Network Card TAA | 120 | 120 | SMART-UPS OVER 1.5 KVA | Uninterruptible Power Supply (UPS) | Smart-UPS | 4665 | 3965.25
SMX48RMBP2U | APC Smart-UPS X-Series 48V External Battery Pack Rack/Tower | 48 DC |  | SMART-UPS UNDER 1.5 KV | Uninterruptible Power Supply (UPS) | Smart-UPS Battery Systems | 1085 | 922.25
SMX48RMBP2US | APC Smart-UPS X-Series 48V External Battery Pack Rack/Tower TAA | 48 DC |  | SMART-UPS UNDER 1.5 KV | Uninterruptible Power Supply (UPS) | Smart-UPS Battery Systems | 1130 | 960.5
SMX039-2 | APC Smart-UPS X 48V Battery Extension Cable |  |  | SMART-UPS UNDER 1.5 KV | Uninterruptible Power Supply (UPS) | Smart-UPS Accessories | 174 | 147.9
SMX040 | APC Smart-UPS X 120V Battery Pack Extension Cable |  |  | SMART-UPS OVER 1.5 KVA | Uninterruptible Power Supply (UPS) | Smart-UPS Accessories | 198 | 168.3
SMX120BP | APC Smart-UPS X 120V Short Depth External Battery Pack Tower/Rack Convertible |  |  | SMART-UPS OVER 1.5 KVA | Uninterruptible Power Supply (UPS) | Smart-UPS Battery Systems | 1330 | 1130.5
SMX120RMBP2U | APC Smart-UPS X 120V External Battery Pack Rack/Tower |  |  | SMART-UPS OVER 1.5 KVA | Uninterruptible Power Supply (UPS) | Smart-UPS Battery Systems | 1685 | 1432.25
SMX750C | APC Smart-UPS X 750VA Rack/Tower LCD 120V with SmartConnect | 120 | 120 | SMART-UPS UNDER 1.5 KV | Uninterruptible Power Supply (UPS) | Smart-UPS | 1005 | 854.25
SMX750CNC | APC Smart-UPS X 750VA Rack/Tower LCD 120V with Network Card and SmartConnect | 120 | 120 | SMART-UPS UNDER 1.5 KV | Uninterruptible Power Supply (UPS) | Smart-UPS | 1910 | 1623.5
SMX750CUS | APC Smart-UPS X 750VA Rack/Tower LCD 120V with SmartConnect TAA-Compliant | 120 | 120 | SMART-UPS UNDER 1.5 KV | Uninterruptible Power Supply (UPS) | Smart-UPS | 1295 | 1100.75
SMX750I | APC Smart-UPS X 750VA Rack/Tower LCD 230V | 230 | 230 | SMART-UPS UNDER 1.5 KV | Uninterruptible Power Supply (UPS) | Smart-UPS | 1170 | 994.5
SMX750INC | APC Smart-UPS X 750VA Rack/TowerR LCD 230V with Networking Card | 230 | 230 | SMART-UPS UNDER 1.5 KV | Uninterruptible Power Supply (UPS) | Smart-UPS | 2090 | 1776.5
SMX1000C | APC Smart-UPS X 1000VA Rack/Tower LCD 120V with SmartConnect | 120 | 120 | SMART-UPS UNDER 1.5 KV | Uninterruptible Power Supply (UPS) | Smart-UPS | 1130 | 960.5
SMX1000CNC | APC Smart-UPS X 1000VA Tower/Rack 120V with Network Card and SmartConnect | 120 AC 1 PH | 120 | SMART-UPS UNDER 1.5 KV | Uninterruptible Power Supply (UPS) | Smart-UPS | 2115 | 1797.75
SMX1000CUS | APC Smart-UPS X 1000VA Rack/Tower LCD 120V with SmartConnect TAA-Compliant | 120 | 120 | SMART-UPS UNDER 1.5 KV | Uninterruptible Power Supply (UPS) | Smart-UPS | 1460 | 1241
SMX1000I | APC Smart-UPS X 1000VA Rack/Tower LCD 230V | 230 | 230 | SMART-UPS UNDER 1.5 KV | Uninterruptible Power Supply (UPS) | Smart-UPS | 1465 | 1245.25
SMX1500RM2UC | APC Smart-UPS X 1500VA Rack/Tower LCD 120V with SmartConnect | 120 | 120 | SMART-UPS UNDER 1.5 KV | Uninterruptible Power Supply (UPS) | Smart-UPS | 1520 | 1292
SMX1500RM2UCNC | APC Smart-UPS X 1500VA Rack/Tower LCD 120V with Network Card and SmartConnect | 120 | 120 | SMART-UPS UNDER 1.5 KV | Uninterruptible Power Supply (UPS) | Smart-UPS | 2330 | 1980.5
SMX1500RM2UCNCUS | APC Smart-UPS X 1500VA Rack/Tower LCD 120V with Network Card & SmartConnect TAA-Compliant | 120 | 120 | SMART-UPS UNDER 1.5 KV | Uninterruptible Power Supply (UPS) | Smart-UPS | 3060 | 2601
SMX1500RM2UCUS | APC Smart-UPS X 1500VA Rack/Tower LCD 120V with SmartConnect TAA-Compliant | 120 | 120 | SMART-UPS UNDER 1.5 KV | Uninterruptible Power Supply (UPS) | Smart-UPS | 2130 | 1810.5
SMX1500RMI2U | APC Smart-UPS X 1500VA Rack/Tower LCD 230V | 230 | 230 | SMART-UPS UNDER 1.5 KV | Uninterruptible Power Supply (UPS) | Smart-UPS | 2020 | 1717
SMX1500RMI2UNC | APC Smart-UPS X 1500VA Rack/Tower LCD 230V with Network Card | 230 | 230 | SMART-UPS UNDER 1.5 KV | Uninterruptible Power Supply (UPS) | Smart-UPS | 2940 | 2499
SMX2000LV | APC Smart-UPS X 2000VA Short Depth Tower/Rack Convertible LCD 100-127V | 120 | 120 | SMART-UPS OVER 1.5 KVA | Uninterruptible Power Supply (UPS) | Smart-UPS | 2535 | 2154.75
SMX2000LVNC | APC Smart-UPS X 2000VA Short Depth Tower/Rack Convertible LCD 100-127V with Network Card | 120 | 120 | SMART-UPS OVER 1.5 KVA | Uninterruptible Power Supply (UPS) | Smart-UPS | 3480 | 2958
SMX2000LVNCUS | APC Smart-UPS X 2000VA Short Depth Tower/Rack Convertible LCD 100-127V with Network Card TAA | 120 | 120 | SMART-UPS OVER 1.5 KVA | Uninterruptible Power Supply (UPS) | Smart-UPS | 3730 | 3170.5
SMX2000LVUS | APC Smart-UPS X 2000VA Short Depth Tower/Rack Convertible LCD 100-127V TAA | 120 | 120 | SMART-UPS OVER 1.5 KVA | Uninterruptible Power Supply (UPS) | Smart-UPS | 2785 | 2367.25
SMX2000RMLV2U | APC Smart-UPS X 2000VA Rack/Tower LCD 100-127V | 120 | 120 | SMART-UPS OVER 1.5 KVA | Uninterruptible Power Supply (UPS) | Smart-UPS | 2875 | 2443.75
SMX2000RMLV2UNC | APC Smart-UPS X 2000VA Rack/Tower LCD 100-127V with Network Card | 120 | 120 | SMART-UPS OVER 1.5 KVA | Uninterruptible Power Supply (UPS) | Smart-UPS | 3820 | 3247
SMX2200HV | APC Smart-UPS X 2200VA Short Depth Tower/Rack Convertible LCD 200-240V | 208 20 | 208 ,230 | SMART-UPS OVER 1.5 KVA | Uninterruptible Power Supply (UPS) | Smart-UPS | 3090 | 2626.5
SMX2200HVNC | APC Smart-UPS X 2200VA Short Depth Tower/Rack Convertible LCD 200-240V with Network Card | 208 20 | 208 ,230 | SMART-UPS OVER 1.5 KVA | Uninterruptible Power Supply (UPS) | Smart-UPS | 3975 | 3378.75
SMX2200R2HVNC | APC Smart-UPS X 2200VA Rack/Tower LCD 200-240V with Network Card | 208 20 | 208 ,230 | SMART-UPS OVER 1.5 KVA | Uninterruptible Power Supply (UPS) | Smart-UPS | 4435 | 3769.75
SMX2200RMHV2U | APC Smart-UPS X 2200VA Rack/Tower LCD 200-240V | 208 20 | 208 ,230 | SMART-UPS OVER 1.5 KVA | Uninterruptible Power Supply (UPS) | Smart-UPS | 3485 | 2962.25
SMX2200RMLV2U | APC Smart-UPS X 2200VA Rack/Tower LCD 100-127V | 120 | 120 | SMART-UPS OVER 1.5 KVA | Uninterruptible Power Supply (UPS) | Smart-UPS | 2825 | 2401.25
SMX2200RMLVUS | APC Smart-UPS X 2200VA Rack/Tower LCD 100-127V TAA | 120 | 120 | SMART-UPS OVER 1.5 KVA | Uninterruptible Power Supply (UPS) | Smart-UPS | 3060 | 2601
SMX3000HV | APC Smart-UPS X 3000VA Short Depth Tower/Rack Convertible LCD 200-240V | 208 20 | 230 | SMART-UPS OVER 1.5 KVA | Uninterruptible Power Supply (UPS) | Smart-UPS | 3865 | 3285.25
SMX3000HVNC | APC Smart-UPS X 3000VA Short Depth Tower/Rack Convertible LCD 200-240V with Network Card | 208 20 | 230 | SMART-UPS OVER 1.5 KVA | Uninterruptible Power Supply (UPS) | Smart-UPS | 4810 | 4088.5
SMX3000HVT | APC Smart-UPS X 3000VA Short Depth Tower/Rack Convertible LCD 208V | 208 | 208 | SMART-UPS OVER 1.5 KVA | Uninterruptible Power Supply (UPS) | Smart-UPS | 3425 | 2911.25
SMX3000HVTUS | APC Smart-UPS X 3000VA Short Depth Tower/Rack Convertible LCD 208V TAA | 208 | 208 | SMART-UPS OVER 1.5 KVA | Uninterruptible Power Supply (UPS) | Smart-UPS | 3710 | 3153.5
SMX3000LV | APC Smart-UPS X 3000VA Short Depth Tower/Rack Convertible LCD 100-127V | 120 | 120 | SMART-UPS OVER 1.5 KVA | Uninterruptible Power Supply (UPS) | Smart-UPS | 3090 | 2626.5
SMX3000LVNC | APC Smart-UPS X 3000VA Short Depth Tower/Rack Convertible LCD 100-127V with Network Card | 120 | 120 | SMART-UPS OVER 1.5 KVA | Uninterruptible Power Supply (UPS) | Smart-UPS | 4035 | 3429.75
SMX3000LVNCUS | APC Smart-UPS X 3000VA Short Depth Tower/Rack Convertible LCD 100-127V with Network Card TAA | 120 | 120 | SMART-UPS OVER 1.5 KVA | Uninterruptible Power Supply (UPS) | Smart-UPS | 4235 | 3599.75
SMX3000LVUS | APC Smart-UPS X 3000VA Short Depth Tower/Rack Convertible LCD 100-127V TAA | 120 | 120 | SMART-UPS OVER 1.5 KVA | Uninterruptible Power Supply (UPS) | Smart-UPS | 3290 | 2796.5
SMX3000RMHV2U | APC Smart-UPS X 3000VA Rack/Tower LCD 200-240V | 208 20 | 230 | SMART-UPS OVER 1.5 KVA | Uninterruptible Power Supply (UPS) | Smart-UPS | 4215 | 3582.75
SMX3000RMHV2UNC | APC Smart-UPS X 3000VA Rack/Tower LCD 200-240V with Network Card | 208 20 | 230 | SMART-UPS OVER 1.5 KVA | Uninterruptible Power Supply (UPS) | Smart-UPS | 5160 | 4386
SMX3000RMLV2U | APC Smart-UPS X 3000VA Rack/Tower LCD 100-127V | 120 | 120 | SMART-UPS OVER 1.5 KVA | Uninterruptible Power Supply (UPS) | Smart-UPS | 3410 | 2898.5
SMX3000RMLV2UNC | APC Smart-UPS X 3000VA Rack/Tower LCD 100-127V with Network Card | 120 | 120 | SMART-UPS OVER 1.5 KVA | Uninterruptible Power Supply (UPS) | Smart-UPS | 4355 | 3701.75
SMX3000RMLVUS | APC Smart-UPS X 3000VA Rack/Tower LCD 100-127V TAA | 120 | 120 | SMART-UPS OVER 1.5 KVA | Uninterruptible Power Supply (UPS) | Smart-UPS | 3720 | 3162
SMX3000RMX93 | APC Smart-UPS 3000VA RM 4U 120V Shipboard | 120 | 120 | OEM & SPECIAL PRODUCTS | Uninterruptible Power Supply (UPS) | Smart-UPS | 5680 | 4828
SPNRE-1 | ENGINEERING SERVICES LEVEL 1 |  |  | OEM & SPECIAL PRODUCTS | Uninterruptible Power Supply (UPS) | Smart-UPS Accessories | 2400 | 2040
SRT2K2RXLNX145 | APC SMART-UPS SRT 2200VA RM 120V Network Card With 10FT Input Cord | 120 | 120 | OEM & SPECIAL PRODUCTS | Uninterruptible Power Supply (UPS) | Smart-UPS On-Line | 4090 | 3476.5
SRT5KRMTF | APC Smart-UPS 5kVA 2U RM Step-Down Transformer | 208 | 120 | SMART-UPS ON-LINE | Uninterruptible Power Supply (UPS) | Smart-UPS Accessories | 1210 | 1028.5
SRT5KRMXLI | APC Smart-UPS SRT 5000VA RM 230V | 230 | 230 | SMART-UPS ON-LINE | Uninterruptible Power Supply (UPS) | Smart-UPS On-Line | 9430 | 8015.5
SRT5KRMXLT | APC Smart-UPS SRT 5000VA RM 208V | 208 | 208 | SMART-UPS ON-LINE | Uninterruptible Power Supply (UPS) | Smart-UPS On-Line | 9295 | 7900.75
SRT5KRMXLT-5KTF | APC Smart-UPS SRT 5000VA RM 208V to 120V 2U Step-Down Transformer | 208 | 120 | SMART-UPS ON-LINE | Uninterruptible Power Supply (UPS) | Smart-UPS On-Line | 10335 | 8784.75
SRT5KRMXLT-IEC | APC Smart-UPS SRT 5000VA RM 208V IEC | 208 | 208 | SMART-UPS ON-LINE | Uninterruptible Power Supply (UPS) | Smart-UPS On-Line | 9295 | 7900.75
SRT5KRMXLTUS | APC Smart-UPS SRT 5000VA RM 208V TAA | 208 | 208 | SMART-UPS ON-LINE | Uninterruptible Power Supply (UPS) | Smart-UPS On-Line | 9560 | 8126
SRT5KRMXLW-HW | APC Smart-UPS SRT 5000VA RM 208/230V HW | 208 20 | 208 ,230 | SMART-UPS ON-LINE | Uninterruptible Power Supply (UPS) | Smart-UPS On-Line | 9540 | 8109
SRT5KTF | APC Smart-UPS SRT 5kVA Tower Isolation/Step-Down Transformer | 208 20 | 120 ,208 | SMART-UPS ON-LINE | Uninterruptible Power Supply (UPS) | Smart-UPS Accessories | 1435 | 1219.75
SRT5KXLI | APC Smart-UPS SRT 5000VA 230V | 230 | 230 | SMART-UPS ON-LINE | Uninterruptible Power Supply (UPS) | Smart-UPS On-Line | 9050 | 7692.5
SRT5KXLT | APC Smart-UPS SRT 5000VA 208V | 208 | 208 | SMART-UPS ON-LINE | Uninterruptible Power Supply (UPS) | Smart-UPS On-Line | 8740 | 7429
SRT5KXLT-5KTF | APC Smart-UPS SRT 5000VA with 208/240V to 120V Step-Down Transformer | 208 | 120 ,208 | SMART-UPS ON-LINE | Uninterruptible Power Supply (UPS) | Smart-UPS On-Line | 10160 | 8636
SRT5KXLT-IEC | APC Smart-UPS SRT 5000VA 208V IEC | 208 | 208 | SMART-UPS ON-LINE | Uninterruptible Power Supply (UPS) | Smart-UPS On-Line | 9050 | 7692.5
SRT5KXLTUS | APC Smart-UPS SRT 5000VA RM 208V TAA | 208 | 208 | SMART-UPS ON-LINE | Uninterruptible Power Supply (UPS) | Smart-UPS On-Line | 9300 | 7905
SRT6KRMXLI | APC Smart-UPS SRT 6000VA RM 230V | 230 | 230 | SMART-UPS ON-LINE | Uninterruptible Power Supply (UPS) | Smart-UPS On-Line | 10510 | 8933.5
SRT6KRMXLT | APC Smart-UPS SRT 6000VA RM 208V | 208 | 208 | SMART-UPS ON-LINE | Uninterruptible Power Supply (UPS) | Smart-UPS On-Line | 10635 | 9039.75
SRT6KRMXLT-5KTF | APC Smart-UPS SRT 6000VA RM with 208V to 120V 2U Step-Down Transformer | 208 | 120 | SMART-UPS ON-LINE | Uninterruptible Power Supply (UPS) | Smart-UPS On-Line | 11465 | 9745.25
SRT6KRMXLT-IEC | APC Smart-UPS SRT 6000VA RM 208V IEC | 208 | 208 | SMART-UPS ON-LINE | Uninterruptible Power Supply (UPS) | Smart-UPS On-Line | 11005 | 9354.25
SRT6KXLI | APC Smart-UPS SRT 6000VA 230V | 230 | 230 | SMART-UPS ON-LINE | Uninterruptible Power Supply (UPS) | Smart-UPS On-Line | 10130 | 8610.5
SRT6KXLT | APC Smart-UPS SRT 6000VA 208V | 208 | 208 | SMART-UPS ON-LINE | Uninterruptible Power Supply (UPS) | Smart-UPS On-Line | 10045 | 8538.25
SRT6KXLT-5KTF | APC Smart-UPS SRT 6000VA with 208/240V to 120V Step-Down Transformer | 208 | 120 ,208 | SMART-UPS ON-LINE | Uninterruptible Power Supply (UPS) | Smart-UPS On-Line | 11725 | 9966.25
SRT6KXLT-IEC | APC Smart-UPS SRT 6000VA 208V IEC | 208 | 208 | SMART-UPS ON-LINE | Uninterruptible Power Supply (UPS) | Smart-UPS On-Line | 10645 | 9048.25
SRT6KXLTUS | APC Smart-UPS SRT 6000VA 208V TAA | 208 | 208 | SMART-UPS ON-LINE | Uninterruptible Power Supply (UPS) | Smart-UPS On-Line | 10580 | 8993
SRT8KRMXLI | APC Smart-UPS SRT 8000VA RM 230V | 230 ,400 3 PH | 230 | SMART-UPS ON-LINE | Uninterruptible Power Supply (UPS) | Smart-UPS On-Line | 13615 | 11572.75
SRT8KRMXLT | APC Smart-UPS SRT 8000VA RM 208V | 208 | 208 | SMART-UPS ON-LINE | Uninterruptible Power Supply (UPS) | Smart-UPS On-Line | 12535 | 10654.75
SRT8KRMXLT30 | APC Smart-UPS SRT 8000VA RM 208V L630 | 208 | 208 | SMART-UPS ON-LINE | Uninterruptible Power Supply (UPS) | Smart-UPS On-Line | 13245 | 11258.25
SRT8KRMXLT-5KTF | APC Smart-UPS SRT 8kVA RM with 208V to 120V 2U Step-Down Transformer | 208 | 120 | SMART-UPS ON-LINE | Uninterruptible Power Supply (UPS) | Smart-UPS On-Line | 13665 | 11615.25
SRT8KRMXLT-IEC | APC Smart-UPS SRT 8000VA RM 208V IEC | 208 | 208 | SMART-UPS ON-LINE | Uninterruptible Power Supply (UPS) | Smart-UPS On-Line | 12810 | 10888.5
SRT8KXLI | APC Smart-UPS SRT 8000VA 230V | 230 ,400 3 PH | 230 | SMART-UPS ON-LINE | Uninterruptible Power Supply (UPS) | Smart-UPS On-Line | 12560 | 10676
SRT8KXLT | APC Smart-UPS SRT 8000VA 208V | 208 | 208 | SMART-UPS ON-LINE | Uninterruptible Power Supply (UPS) | Smart-UPS On-Line | 11955 | 10161.75
SRT8KXLT30 | APC Smart-UPS SRT 8000VA 208V L630 | 208 | 208 | SMART-UPS ON-LINE | Uninterruptible Power Supply (UPS) | Smart-UPS On-Line | 12925 | 10986.25
SRT8KXLT-5KTF | APC Smart-UPS SRT 8000VA with 208/240V to 120V Step-Down Transformer | 208 | 120 ,208 | SMART-UPS ON-LINE | Uninterruptible Power Supply (UPS) | Smart-UPS On-Line | 13740 | 11679
SRT8KXLT-IEC | APC Smart-UPS SRT 8000VA 208V IEC | 208 | 208 | SMART-UPS ON-LINE | Uninterruptible Power Supply (UPS) | Smart-UPS On-Line | 12345 | 10493.25
SRT8KXLTUS | APC Smart-UPS SRT 8000VA 208V TAA | 208 | 208 | SMART-UPS ON-LINE | Uninterruptible Power Supply (UPS) | Smart-UPS On-Line | 12615 | 10722.75
SRT10KRMTF | APC Smart-UPS SRT 10kVA 4U RM Step-Down Transformer | 208 | 120 ,208 ,240 | SMART-UPS ON-LINE | Uninterruptible Power Supply (UPS) | Smart-UPS Accessories | 3360 | 2856
SRT10KRMXLI | APC Smart-UPS SRT 10000VA RM 230V | 230 ,400 3 PH | 230 | SMART-UPS ON-LINE | Uninterruptible Power Supply (UPS) | Smart-UPS On-Line | 14615 | 12422.75
SRT10KRMXLT | APC Smart-UPS SRT 10000VA RM 208V | 208 | 208 | SMART-UPS ON-LINE | Uninterruptible Power Supply (UPS) | Smart-UPS On-Line | 14530 | 12350.5
SRT10KRMXLT30 | APC Smart-UPS SRT 10000VA RM 208V L630 | 208 | 208 | SMART-UPS ON-LINE | Uninterruptible Power Supply (UPS) | Smart-UPS On-Line | 15170 | 12894.5
SRT10KRMXLT-5KTF2 | APC Smart-UPS SRT 10kVA RM with two 208V to 120V 2U 5kVA Step-Down Transformers | 208 | 120 | SMART-UPS ON-LINE | Uninterruptible Power Supply (UPS) | Smart-UPS On-Line | 17105 | 14539.25
SRT10KRMXLT-10KTF | APC Smart-UPS SRT 10kVA RM with 208/240V to 120V 10kVA Step-Down Transformer | 208 | 120 ,208 | SMART-UPS ON-LINE | Uninterruptible Power Supply (UPS) | Smart-UPS On-Line | 17345 | 14743.25
SRT10KRMXLT-IEC | APC Smart-UPS SRT 10000VA RM 208V IEC | 208 | 208 | SMART-UPS ON-LINE | Uninterruptible Power Supply (UPS) | Smart-UPS On-Line | 14935 | 12694.75
SRT10KRMXLTUS | APC Smart-UPS SRT 10000VA RM 208V TAA-Compliant | 208 | 208 | SMART-UPS ON-LINE | Uninterruptible Power Supply (UPS) | Smart-UPS On-Line | 15255 | 12966.75
SRT10KXLI | APC Smart-UPS SRT 10000VA 230V | 230 ,400 3 PH | 230 | SMART-UPS ON-LINE | Uninterruptible Power Supply (UPS) | Smart-UPS On-Line | 14000 | 11900
SRT10KXLT | APC Smart-UPS SRT 10000VA 208V | 208 | 208 | SMART-UPS ON-LINE | Uninterruptible Power Supply (UPS) | Smart-UPS On-Line | 14100 | 11985
SRT10KXLT30 | APC Smart-UPS SRT 10000VA 208V L630 | 208 | 208 | SMART-UPS ON-LINE | Uninterruptible Power Supply (UPS) | Smart-UPS On-Line | 14960 | 12716
SRT10KXLT-5KTF2 | APC Smart-UPS SRT 10kVA with two 208/240V to 120V 5kVA Step-Down Transformers | 208 | 120 ,208 | SMART-UPS ON-LINE | Uninterruptible Power Supply (UPS) | Smart-UPS On-Line | 17095 | 14530.75
SRT10KXLT-IEC | APC Smart-UPS SRT 10000VA 208V IEC | 208 | 208 | SMART-UPS ON-LINE | Uninterruptible Power Supply (UPS) | Smart-UPS On-Line | 13995 | 11895.75
SRT10KXLTUS | APC Smart-UPS SRT 10000VA 208V TAA | 208 | 208 | SMART-UPS ON-LINE | Uninterruptible Power Supply (UPS) | Smart-UPS On-Line | 15240 | 12954
SRT48BP | APC Smart-UPS SRT 48V 1kVA 1.5kVA Battery Pack |  |  | SMART-UPS ON-LINE | Uninterruptible Power Supply (UPS) | Smart-UPS Battery Systems | 1160 | 986
SRT48RMBP | APC Smart-UPS SRT 48V 1kVA 1.5kVA RM Battery Pack |  |  | SMART-UPS ON-LINE | Uninterruptible Power Supply (UPS) | Smart-UPS Battery Systems | 1490 | 1266.5
SRT72BP | APC Smart-UPS SRT 72V 2.2kVA Battery Pack |  |  | SMART-UPS ON-LINE | Uninterruptible Power Supply (UPS) | Smart-UPS Battery Systems | 1160 | 986
SRT72RMBP | APC Smart-UPS SRT 72V 2.2kVA RM Battery Pack |  |  | SMART-UPS ON-LINE | Uninterruptible Power Supply (UPS) | Smart-UPS Battery Systems | 1500 | 1275
SRT72RMBPUS | APC Smart-UPS SRT 72V 2.2kVA RM Battery Pack TAA |  |  | SMART-UPS ON-LINE | Uninterruptible Power Supply (UPS) | Smart-UPS Battery Systems | 1585 | 1347.25
SRT96BP | APC Smart-UPS SRT 96V 3kVA Battery Pack |  |  | SMART-UPS ON-LINE | Uninterruptible Power Supply (UPS) | Smart-UPS Battery Systems | 1895 | 1610.75
SRT96RMBP | APC Smart-UPS SRT 96V 3kVA RM Battery Pack |  |  | SMART-UPS ON-LINE | Uninterruptible Power Supply (UPS) | Smart-UPS Battery Systems | 2200 | 1870
SRT96RMBPUS | APC Smart-UPS SRT 96V 3kVA RM Battery Pack TAA |  |  | SMART-UPS ON-LINE | Uninterruptible Power Supply (UPS) | Smart-UPS Accessories | 2330 | 1980.5
SRT001 | APC Smart-UPS SRT 5kVA Output HW Kit |  |  | SMART-UPS ON-LINE | Uninterruptible Power Supply (UPS) | Smart-UPS Accessories | 374 | 317.9
SRT002 | APC Smart-UPS SRT 15ft Extension Cable for 192VDC External Battery Packs 5/6kVA UPS |  |  | SMART-UPS ON-LINE | Uninterruptible Power Supply (UPS) | Smart-UPS Accessories | 648 | 550.8
SRT003 | APC Smart-UPS SRT 15ft Extension Cable for 192VDC External Battery Packs 8/10kVA UPS |  |  | SMART-UPS ON-LINE | Uninterruptible Power Supply (UPS) | Smart-UPS Accessories | 622 | 528.7
SRT004 | APC Smart-UPS SRT 5kVA PDU 208V (4) L6-20 | 208 |  | SMART-UPS ON-LINE | Uninterruptible Power Supply (UPS) | Smart-UPS Accessories | 385 | 327.25
SRT005 | APC Smart-UPS SRT 6kVA PDU 208V (4) L6-20 & (1) L6-30 | 208 |  | SMART-UPS ON-LINE | Uninterruptible Power Supply (UPS) | Smart-UPS Accessories | 732 | 622.2
SRT008 | APC Smart-UPS SRT 8kVA/10kVA PDU, 208V (6) L6-30 |  |  | SMART-UPS ON-LINE | Uninterruptible Power Supply (UPS) | Smart-UPS Accessories | 611 | 519.35
SRT009 | APC Smart-UPS SRT 15ft Extension Cable for 72VDC External Battery Packs 2200VA UPS |  |  | SMART-UPS ON-LINE | Uninterruptible Power Supply (UPS) | Smart-UPS Accessories | 596 | 506.6
SRT010 | APC Smart-UPS SRT 15ft Extension Cable for 96VDC External Battery Packs 3000VA UPS |  |  | SMART-UPS ON-LINE | Uninterruptible Power Supply (UPS) | Smart-UPS Accessories | 397 | 337.45
SRT011 | APC Smart-UPS SRT 3000VA PDU 208V (3) L6-30 |  |  | SMART-UPS ON-LINE | Uninterruptible Power Supply (UPS) | Smart-UPS Accessories | 557 | 473.45
SRT012 | APC Smart-UPS SRT 2200VA/3000VA Input/Output Hardwire Kit | 120 ,208 ,230 ,240 | 120 ,208 ,230 ,240 | SMART-UPS ON-LINE | Uninterruptible Power Supply (UPS) | Smart-UPS Accessories | 375 | 318.75
SRT013 | APC Smart-UPS SRT 15ft Extension Cable for 48VDC External Battery Packs |  |  | SMART-UPS ON-LINE | Uninterruptible Power Supply (UPS) | Smart-UPS Accessories | 248 | 210.8
SRT192BP | APC Smart-UPS SRT 192V 5kVA and 6kVA Battery Pack |  |  | SMART-UPS ON-LINE | Uninterruptible Power Supply (UPS) | Smart-UPS Battery Systems | 2115 | 1797.75
SRT192BP2 | APC Smart-UPS SRT 192V 8kVA and 10kVA Battery Pack |  |  | SMART-UPS ON-LINE | Uninterruptible Power Supply (UPS) | Smart-UPS Battery Systems | 2190 | 1861.5
SRT192BP2US | APC Smart-UPS SRT 192V 8kVA and 10kVA Battery Pack TAA |  |  | SMART-UPS ON-LINE | Uninterruptible Power Supply (UPS) | Smart-UPS Battery Systems | 2400 | 2040
SRT192BPJ | APC Smart-UPS SRT 192V 5kVA Japan |  |  | SMART-UPS ON-LINE | Uninterruptible Power Supply (UPS) | Smart-UPS Battery Systems | 2460 | 2091
SRT192BPUS | APC Smart-UPS SRT 192V 5kVA and 6kVA Battery Pack TAA |  |  | SMART-UPS ON-LINE | Uninterruptible Power Supply (UPS) | Smart-UPS Battery Systems | 2320 | 1972
SRT192RMBP | APC Smart-UPS SRT 192V 5kVA and 6kVA RM Battery Pack |  |  | SMART-UPS ON-LINE | Uninterruptible Power Supply (UPS) | Smart-UPS Battery Systems | 2410 | 2048.5
SRT192RMBP2 | APC Smart-UPS SRT 192V 8 and 10kVA RM Battery Pack |  |  | SMART-UPS ON-LINE | Uninterruptible Power Supply (UPS) | Smart-UPS Battery Systems | 2570 | 2184.5
SRT192RMBP2US | APC Smart-UPS SRT 192V 8kVA and 10kVA RM Battery Pack TAA |  |  | SMART-UPS ON-LINE | Uninterruptible Power Supply (UPS) | Smart-UPS Battery Systems | 2645 | 2248.25
SRT192RMBPUS | APC Smart-UPS SRT 192V 5kVA and 6kVA RM Battery Pack TAA |  |  | SMART-UPS ON-LINE | Uninterruptible Power Supply (UPS) | Smart-UPS Battery Systems | 2480 | 2108
SRT1000RMXLA | APC Smart-UPS SRT 1000VA RM 120V | 120 | 120 | SMART-UPS ON-LINE | Uninterruptible Power Supply (UPS) | Smart-UPS On-Line | 1610 | 1368.5
SRT1000RMXLA-NC | APC Smart-UPS SRT 1000VA RM 120V Network Card | 120 | 120 | SMART-UPS ON-LINE | Uninterruptible Power Supply (UPS) | Smart-UPS On-Line | 2385 | 2027.25
SRT1000RMXLA-NCUS | APC Smart-UPS SRT 1000VA LCD RM 120V with Network Card TAA-Compliant | 120 | 120 | SMART-UPS ON-LINE | Uninterruptible Power Supply (UPS) | Smart-UPS On-Line | 2505 | 2129.25
SRT1000XLA | APC Smart-UPS SRT 1000VA 120V | 120 | 120 | SMART-UPS ON-LINE | Uninterruptible Power Supply (UPS) | Smart-UPS On-Line | 1440 | 1224
SRT1500RMXLA | APC Smart-UPS SRT 1500VA RM 120V | 120 | 120 | SMART-UPS ON-LINE | Uninterruptible Power Supply (UPS) | Smart-UPS On-Line | 2280 | 1938
SRT1500RMXLA-NC | APC Smart-UPS SRT 1500VA RM 120V Network Card | 120 | 120 | SMART-UPS ON-LINE | Uninterruptible Power Supply (UPS) | Smart-UPS On-Line | 3100 | 2635
SRT1500RMXLA-NCUS | APC Smart-UPS SRT 1500VA LCD RM 120V with Network Card TAA-Compliant | 120 | 120 | SMART-UPS ON-LINE | Uninterruptible Power Supply (UPS) | Smart-UPS On-Line | 3255 | 2766.75
SRT1500RMXLAUS | APC Smart-UPS SRT 1500VA LCD RM 120V TAA-Compliant | 120 | 120 | SMART-UPS ON-LINE | Uninterruptible Power Supply (UPS) | Smart-UPS On-Line | 2390 | 2031.5
SRT1500XLA | APC Smart-UPS SRT 1500VA 120V | 120 | 120 | SMART-UPS ON-LINE | Uninterruptible Power Supply (UPS) | Smart-UPS On-Line | 1965 | 1670.25
SRT2200RMXLA | APC Smart-UPS SRT 2200VA RM 120V | 120 | 120 | SMART-UPS ON-LINE | Uninterruptible Power Supply (UPS) | Smart-UPS On-Line | 2915 | 2477.75
SRT2200RMXLA-NC | APC Smart-UPS SRT 2200VA RM 120V Network Card | 120 | 120 | SMART-UPS ON-LINE | Uninterruptible Power Supply (UPS) | Smart-UPS On-Line | 3550 | 3017.5
SRT2200RMXLA-NCUS | APC Smart-UPS SRT 2200VA LCD RM 120V with Network Card TAA-Compliant | 120 | 120 | SMART-UPS ON-LINE | Uninterruptible Power Supply (UPS) | Smart-UPS On-Line | 3730 | 3170.5
SRT2200RMXLAUS | APC Smart-UPS SRT 2200VA 120V TAA | 120 | 120 | SMART-UPS ON-LINE | Uninterruptible Power Supply (UPS) | Smart-UPS On-Line | 3485 | 2962.25
SRT2200RMXLI | APC Smart-UPS SRT 2200VA RM 230V | 230 | 230 | SMART-UPS ON-LINE | Uninterruptible Power Supply (UPS) | Smart-UPS On-Line | 3380 | 2873
SRT2200RMXLI-NC | APC Smart-UPS SRT 2200VA RM 230V Network Card | 230 | 230 | SMART-UPS ON-LINE | Uninterruptible Power Supply (UPS) | Smart-UPS On-Line | 4045 | 3438.25
SRT2200XLA | APC Smart-UPS SRT 2200VA 120V | 120 | 120 | SMART-UPS ON-LINE | Uninterruptible Power Supply (UPS) | Smart-UPS On-Line | 2540 | 2159
SRT2200XLI | APC Smart-UPS SRT 2200VA 230V | 230 | 230 | SMART-UPS ON-LINE | Uninterruptible Power Supply (UPS) | Smart-UPS On-Line | 3125 | 2656.25
SRT3000RMXLA | APC Smart-UPS SRT 3000VA RM 120V | 120 | 120 | SMART-UPS ON-LINE | Uninterruptible Power Supply (UPS) | Smart-UPS On-Line | 5525 | 4696.25
SRT3000RMXLA-NC | APC Smart-UPS SRT 3000VA RM 120V Network Card | 120 | 120 | SMART-UPS ON-LINE | Uninterruptible Power Supply (UPS) | Smart-UPS On-Line | 6510 | 5533.5
SRT3000RMXLA-NCUS | APC Smart-UPS SRT 3000VA LCD RM 120V with Network Card TAA-Compliant | 120 | 120 | SMART-UPS ON-LINE | Uninterruptible Power Supply (UPS) | Smart-UPS On-Line | 6835 | 5809.75
SRT3000RMXLAUS | APC Smart-UPS SRT 3000VA LCD RM 120V TAA-Compliant | 120 | 120 | SMART-UPS ON-LINE | Uninterruptible Power Supply (UPS) | Smart-UPS On-Line | 5800 | 4930
SRT3000RMXLI | APC Smart-UPS SRT 3000VA RM 230V | 230 | 230 | SMART-UPS ON-LINE | Uninterruptible Power Supply (UPS) | Smart-UPS On-Line | 5780 | 4913
SRT3000RMXLI-NC | APC Smart-UPS SRT 3000VA RM 230V Network Card | 230 | 230 | SMART-UPS ON-LINE | Uninterruptible Power Supply (UPS) | Smart-UPS On-Line | 6350 | 5397.5
SRT3000RMXLT | APC Smart-UPS SRT 3000VA RM 208V | 208 | 208 | SMART-UPS ON-LINE | Uninterruptible Power Supply (UPS) | Smart-UPS On-Line | 5355 | 4551.75
SRT3000RMXLT-5KTF | APC Smart-UPS SRT 3000VA RM 208V to 120V 2U Step-Down Transformer | 208 | 120 ,208 | SMART-UPS ON-LINE | Uninterruptible Power Supply (UPS) | Smart-UPS On-Line | 6840 | 5814
SRT3000RMXLT-NC | APC Smart-UPS SRT 3000VA RM 208V Network Card | 208 | 208 | SMART-UPS ON-LINE | Uninterruptible Power Supply (UPS) | Smart-UPS On-Line | 6520 | 5542
SRT3000RMXLT-NCUS | APC Smart-UPS SRT 3000VA LCD RM 208V with Network Card TAA-Compliant | 208 | 208 | SMART-UPS ON-LINE | Uninterruptible Power Supply (UPS) | Smart-UPS On-Line | 6845 | 5818.25
SRT3000RMXLTUS | APC Smart-UPS SRT 3000VA LCD RM 208V TAA-Compliant | 208 | 208 | SMART-UPS ON-LINE | Uninterruptible Power Supply (UPS) | Smart-UPS On-Line | 5620 | 4777
SRT3000RMXLW-IEC | APC Smart-UPS SRT 3000VA RM 208/230V IEC | 208 20 | 208 ,230 | SMART-UPS ON-LINE | Uninterruptible Power Supply (UPS) | Smart-UPS On-Line | 5730 | 4870.5
SRT3000XLA | APC Smart-UPS SRT 3000VA 120V | 120 | 120 | SMART-UPS ON-LINE | Uninterruptible Power Supply (UPS) | Smart-UPS On-Line | 5240 | 4454
SRT3000XLAUS | APC Smart-UPS SRT 3000VA 120V TAA | 120 | 120 | SMART-UPS ON-LINE | Uninterruptible Power Supply (UPS) | Smart-UPS On-Line | 5760 | 4896
SRT3000XLI | APC Smart-UPS SRT 3000VA 230V | 230 | 230 | SMART-UPS ON-LINE | Uninterruptible Power Supply (UPS) | Smart-UPS On-Line | 5370 | 4564.5
SRT3000XLT | APC Smart-UPS SRT 3000VA 208V | 208 | 208 | SMART-UPS ON-LINE | Uninterruptible Power Supply (UPS) | Smart-UPS On-Line | 5290 | 4496.5
SRT3000XLT-5KTF | APC Smart-UPS SRT 3000VA 208/240V to 120V Step-Down Transformer | 208 | 120 ,208 | SMART-UPS ON-LINE | Uninterruptible Power Supply (UPS) | Smart-UPS On-Line | 6760 | 5746
SRT3000XLW-IEC | APC Smart-UPS SRT 3000VA 208/230V IEC | 208 20 | 208 ,230 | SMART-UPS ON-LINE | Uninterruptible Power Supply (UPS) | Smart-UPS On-Line | 5290 | 4496.5
SRTL2K2RM1UC | APC Smart-UPS SRT, Lithium-Ion, 2200VA 120V with SmartConnect | 120 12 | 120 | SMART-UPS ON-LINE | Uninterruptible Power Supply (UPS) | Smart-UPS Ultra | 5820 | 4947
SRTL2K2RM1UNC | APC Smart-UPS SRT, Lithium-Ion, 2200VA 120V, with SmartConnect, with Network Management Card | 120 12 | 120 | SMART-UPS ON-LINE | Uninterruptible Power Supply (UPS) | Smart-UPS Ultra | 6865 | 5835.25
SRTL2K2RM1UWC | APC Smart-UPS Ultra, 2200VA 208+230V 1U, with Lithium-Ion Battery, with SmartConnect | 208...240 AC | 208...240 AC | SMART-UPS ON-LINE | Uninterruptible Power Supply (UPS) | Smart-UPS Ultra | 5820 | 4947
SRTL2K2RM1UWNC | APC Smart-UPS Ultra, 2200VA 208+230V 1U, with Lithium-Ion Battery, with Network Management Card Embedded | 208...240 AC | 208...240 AC | SMART-UPS ON-LINE | Uninterruptible Power Supply (UPS) | Smart-UPS Ultra | 6865 | 5835.25
SRTL3KRM1UC | APC Smart-UPS SRT, Lithium-Ion, 3000VA 120V with SmartConnect | 120 12 | 120 | SMART-UPS ON-LINE | Uninterruptible Power Supply (UPS) | Smart-UPS Ultra | 7715 | 6557.75
SRTL3KRM1UNC | APC Smart-UPS SRT, Lithium-Ion, 3000VA 120V, with SmartConnect, with Network Management Card | 120 12 | 120 | SMART-UPS ON-LINE | Uninterruptible Power Supply (UPS) | Smart-UPS Ultra | 9175 | 7798.75
SRTL3KRM1UWC | APC Smart-UPS Ultra, 3000VA 208+230V 1U, with Lithium-Ion Battery, with SmartConnect | 208...240 | 208...240 | SMART-UPS ON-LINE | Uninterruptible Power Supply (UPS) | Smart-UPS Ultra | 7715 | 6557.75
SRTL3KRM1UWNC | APC Smart-UPS Ultra, 3000VA 208+230V 1U, with Lithium-Ion Battery, with Network Management Card Embedded | 208...240 | 208...240 | SMART-UPS ON-LINE | Uninterruptible Power Supply (UPS) | Smart-UPS Ultra | 9175 | 7798.75
SRTL5KRM2UT | APC Smart-UPS Ultra On-Line Lithium ion, 5KVA/5KW, 2U Rack/Tower, 208V | 208 | 208 | SMART-UPS ON-LINE | Uninterruptible Power Supply (UPS) | Smart-UPS Ultra | 13985 | 11887.25
SRTL5KRM2UT-5KRMTF | APC Smart-UPS SRTL 5KVA RM 208V to 120V 2U Step-Down Transformer | 208 | 120 | SMART-UPS ON-LINE | Uninterruptible Power Supply (UPS) | Smart-UPS Ultra | 15270 | 12979.5
SRTL5KRM2UT-5KTF | APC Smart-UPS SRTL 5KVA Tower 208V to 120V 2U Step-Down Transformer | 208 | 120 | SMART-UPS ON-LINE | Uninterruptible Power Supply (UPS) | Smart-UPS Ultra | 15465 | 13145.25
SRTL5KRM2UT-HW | APC Smart-UPS Ultra On-Line Lithium ion, 5KVA/5KW, 2U Rack/Tower, 208V, HW | 208 | 208 | SMART-UPS ON-LINE | Uninterruptible Power Supply (UPS) | Smart-UPS Ultra | 13985 | 11887.25
SRTL5KRMTF | APC Smart-UPS Ultra On Line SRTL 5kVA RM Isolation/Step-Down Transformer | 208 | 120 | SMART-UPS ON-LINE | Uninterruptible Power Supply (UPS) | Smart-UPS Ultra | 1715 | 1457.75
SRTL5KTF | APC Smart-UPS Ultra On Line SRTL 5kVA Tower Isolation/Step-Down Transformer | 208 | 120 | SMART-UPS ON-LINE | Uninterruptible Power Supply (UPS) | Smart-UPS Ultra | 1980 | 1683
SRTL8KRM4UT | APC Smart-UPS Ultra On-Line Lithium ion, 8KVA/8KW, 4U Rack/Tower, 208/240V | 208,240 AC | 208 AC | SMART-UPS ON-LINE | Uninterruptible Power Supply (UPS) | Smart-UPS Ultra | 19425 | 16511.25
SRTL8KRM4UT-5KTF | APC Smart-UPS Ultra Li-ion 8KVA 208V RM UPS with 1 of 5KVA Step Down Transformer | 208 AC | 208 AC | SMART-UPS ON-LINE | Uninterruptible Power Supply (UPS) | Smart-UPS Ultra | 21140 | 17969
SRTL10KRM4UT | APC Smart-UPS Ultra On-Line Lithium ion, 10KVA/10KW, 4U Rack/Tower, 208/240V | 208,240 AC | 208 AC | SMART-UPS ON-LINE | Uninterruptible Power Supply (UPS) | Smart-UPS Ultra | 21795 | 18525.75
SRTL10KRM4UT-5KTF2 | APC Smart-UPS Ultra Li-ion 10KVA 208V RM UPS with 2 of 5KVA Step Down Transformer | 208 AC | 208 AC | SMART-UPS ON-LINE | Uninterruptible Power Supply (UPS) | Smart-UPS Ultra | 25635 | 21789.75
SRTL50RMBP1U-LI | APC Smart-UPS Ultra 1U RM Lithium-Ion Battery Pack |  |  | SMART-UPS ON-LINE | Uninterruptible Power Supply (UPS) | Smart-UPS Battery Systems | 4490 | 3816.5
SRTL003 | APC Smart-UPS Ultra On-Line 5KVA OUTPUT IEC KIT |  |  | SMART-UPS ON-LINE | Uninterruptible Power Supply (UPS) | Smart-UPS Ultra | 303 | 257.55
SRTL011 | APC Smart-UPS Ultra On-Line 10KVA PDU 208V (2)L6-20 (2)L6-30 |  |  | SMART-UPS ON-LINE | Uninterruptible Power Supply (UPS) | Smart-UPS Ultra | 395 | 335.75
SRTL012 | APC Smart-UPS Ultra On-Line 10KVA PDU 208V (2)L6-30 (2)L6-30 |  |  | SMART-UPS ON-LINE | Uninterruptible Power Supply (UPS) | Smart-UPS Ultra | 416 | 353.6
SRTL016 | APC Smart-UPS Ultra On-Line 15ft Extension Cable for SRTL 10K 180V XBP |  |  | SMART-UPS ON-LINE | Uninterruptible Power Supply (UPS) | Smart-UPS Ultra | 395 | 335.75
SRTL180RM2UBP | APC Smart-UPS Ultra On-Line Lithium ion XBP 180V 2U Rack/Tower |  |  | SMART-UPS ON-LINE | Uninterruptible Power Supply (UPS) | Smart-UPS Ultra | 7730 | 6570.5
SRTRK1 | APC 1U Rail Kit |  |  | OEM & SPECIAL PRODUCTS | Uninterruptible Power Supply (UPS) | Smart-UPS Accessories | 279 | 237.15
SRTRK2 | "APC Smart-UPS SRT 19" Rail Kit for Smart-UPS SRT 5/6/8/10kVA" |  |  | SMART-UPS ON-LINE | Uninterruptible Power Supply (UPS) | Smart-UPS Accessories | 353 | 300.05
SRTRK3 | APC 2-Post Mounting Rail Kit for Smart-UPS SRT |  |  | SMART-UPS ON-LINE | Uninterruptible Power Supply (UPS) | Smart-UPS Accessories | 365 | 310.25
SRTRK4 | "APC Smart-UPS SRT 19" Rail Kit for SRT 1/1.5/2.2/3kVA" |  |  | SMART-UPS ON-LINE | Uninterruptible Power Supply (UPS) | Smart-UPS Accessories | 350 | 297.5
SRYL5K15RMXLT | APC Smart-UPS Modular Ultra 5kW Scalable to 15kW N+1 Redundant, Rackmount, 208/240V | 208 | 120 ,208 | SYMMETRA (1PHASE) | Uninterruptible Power Supply (UPS) | Smart-UPS Modular Ultra | 28745 | 24433.25
SRYL5K15XLT18 | APC Smart-UPS Modular Ultra 5kW Scalable to 15kW N+1 Redundant, Tower, 208/240V, 18U Rack | 208 AC | 120 AC | SYMMETRA (1PHASE) | Uninterruptible Power Supply (UPS) | Smart-UPS Modular Ultra | 30105 | 25589.25
SRYL5K15XLT24 | APC Smart-UPS Modular Ultra 5kW Scalable to 15kW N+1 Redundant, Tower, 208/240V, 24U Rack | 208 AC | 120 AC | SYMMETRA (1PHASE) | Uninterruptible Power Supply (UPS) | Smart-UPS Modular Ultra | 30585 | 25997.25
SRYL5K20RMXLT | APC Smart-UPS Modular Ultra 5kW Scalable to 20kW N+1 Redundant, Rackmount, 208/240V | 208 AC | 120 ,208 | SYMMETRA (1PHASE) | Uninterruptible Power Supply (UPS) | Smart-UPS Modular Ultra | 28995 | 24645.75
SRYL5K20XLT18 | APC Smart-UPS Modular Ultra 5kW Scalable to 20kW N+1 Redundant, Tower, 208/240V, 18U Rack | 208 AC | 120 AC | SYMMETRA (1PHASE) | Uninterruptible Power Supply (UPS) | Smart-UPS Modular Ultra | 30350 | 25797.5
SRYL5K20XLT24 | APC Smart-UPS Modular Ultra 5kW Scalable to 20kW N+1 Redundant, Tower, 208/240V, 24U Rack | 208 AC | 120 AC | SYMMETRA (1PHASE) | Uninterruptible Power Supply (UPS) | Smart-UPS Modular Ultra | 30830 | 26205.5
SRYL5KPMT | APC Smart-UPS Modular Ultra, 5 kW Power Module, 208V |  |  | SYMMETRA (1PHASE) | Uninterruptible Power Supply (UPS) | Smart-UPS Modular Ultra Accessories | 7600 | 6460
SRYL10K15RMXLT | APC Smart-UPS Modular Ultra 10kW Scalable to 15kW N+1 Redundant, Rackmount, 208/240V | 208 | 120 ,208 | SYMMETRA (1PHASE) | Uninterruptible Power Supply (UPS) | Smart-UPS Modular Ultra | 37775 | 32108.75
SRYL10K15XLT18 | APC Smart-UPS Modular Ultra 10kW Scalable to 15kW N+1 Redundant, Tower, 208/240V, 18U Rack | 208 AC | 120 AC | SYMMETRA (1PHASE) | Uninterruptible Power Supply (UPS) | Smart-UPS Modular Ultra | 39135 | 33264.75
SRYL10K15XLT24 | APC Smart-UPS Modular Ultra 10kW Scalable to 15kW N+1 Redundant, Tower, 208/240V, 24U Rack | 208 AC | 120 AC | SYMMETRA (1PHASE) | Uninterruptible Power Supply (UPS) | Smart-UPS Modular Ultra | 39615 | 33672.75
SRYL10K20RMXLT | APC Smart-UPS Modular Ultra 10kW Scalable to 20kW N+1 Redundant, Rackmount, 208/240V | 208 | 120 ,208 | SYMMETRA (1PHASE) | Uninterruptible Power Supply (UPS) | Smart-UPS Modular Ultra | 37985 | 32287.25
SRYL10K20XLT18 | APC Smart-UPS Modular Ultra 10kW Scalable to 20kW N+1 Redundant, Tower, 208/240V, 18U Rack | 208 AC | 120 AC | SYMMETRA (1PHASE) | Uninterruptible Power Supply (UPS) | Smart-UPS Modular Ultra | 39345 | 33443.25
SRYL10K20XLT24 | APC Smart-UPS Modular Ultra 10kW Scalable to 20kW N+1 Redundant, Tower, 208/240V, 24U Rack | 208 AC | 120 AC | SYMMETRA (1PHASE) | Uninterruptible Power Supply (UPS) | Smart-UPS Modular Ultra | 39825 | 33851.25
SRYL15K15RMXLT | APC Smart-UPS Modular Ultra 15kW Scalable to 15kW N+1 Redundant, Rackmount, 208/240V | 208 | 120 ,208 | SYMMETRA (1PHASE) | Uninterruptible Power Supply (UPS) | Smart-UPS Modular Ultra | 47100 | 40035
SRYL15K15XLT18 | APC Smart-UPS Modular Ultra 15kW Scalable to 15kW N+1 Redundant, Tower, 208/240V, 18U Rack | 208 AC | 120 AC | SYMMETRA (1PHASE) | Uninterruptible Power Supply (UPS) | Smart-UPS Modular Ultra | 48460 | 41191
SRYL15K15XLT24 | APC Smart-UPS Modular Ultra 15kW Scalable to 15kW N+1 Redundant, Tower, 208/240V, 24U Rack | 208 AC | 120 AC | SYMMETRA (1PHASE) | Uninterruptible Power Supply (UPS) | Smart-UPS Modular Ultra | 48940 | 41599
SRYL15K20RMXLT | APC Smart-UPS Modular Ultra 15kW Scalable to 20kW N+1 Redundant, Rackmount, 208/240V | 208 | 120 ,208 | SYMMETRA (1PHASE) | Uninterruptible Power Supply (UPS) | Smart-UPS Modular Ultra | 46975 | 39928.75
SRYL15K20XLT18 | APC Smart-UPS Modular Ultra 15kW Scalable to 20kW N+1 Redundant, Tower, 208/240V, 18U Rack | 208 AC | 120 AC | SYMMETRA (1PHASE) | Uninterruptible Power Supply (UPS) | Smart-UPS Modular Ultra | 48335 | 41084.75
SRYL15K20XLT24 | APC Smart-UPS Modular Ultra 15kW Scalable to 20kW N+1 Redundant, Tower, 208/240V, 24U Rack | 208 AC | 120 AC | SYMMETRA (1PHASE) | Uninterruptible Power Supply (UPS) | Smart-UPS Modular Ultra | 48815 | 41492.75
SRYL20K20RMXLT | APC Smart-UPS Modular Ultra 20kW Scalable to 20kW N+1 Redundant, Rackmount, 208/240V | 208 | 120 ,208 | SYMMETRA (1PHASE) | Uninterruptible Power Supply (UPS) | Smart-UPS Modular Ultra | 60610 | 51518.5
SRYL20K20XLT18 | APC Smart-UPS Modular Ultra 20kW Scalable to 20kW N+1 Redundant, Tower, 208/240V, 18U Rack | 208 AC | 120 AC | SYMMETRA (1PHASE) | Uninterruptible Power Supply (UPS) | Smart-UPS Modular Ultra | 61970 | 52674.5
SRYL20K20XLT24 | APC Smart-UPS Modular Ultra 20kW Scalable to 20kW N+1 Redundant, Tower, 208/240V, 24U Rack | 208 AC | 120 AC | SYMMETRA (1PHASE) | Uninterruptible Power Supply (UPS) | Smart-UPS Modular Ultra | 62450 | 53082.5
SRYLBM | APC Smart-UPS Modular Ultra Lithium-ion Battery Module |  |  | SYMMETRA (1PHASE) | Uninterruptible Power Supply (UPS) | Smart-UPS Modular Ultra Accessories | 5535 | 4704.75
SRYLF15KRMT | APC Smart-UPS Modular Ultra 15kW N+1 UPS Frame, Rackmount, 208/120V | 208 AC | 120 AC | SYMMETRA (1PHASE) | Uninterruptible Power Supply (UPS) | Smart-UPS Modular Ultra Accessories | 32020 | 27217
SRYLF15T18 | APC Smart-UPS Modular Ultra 15kW Frame, N+1 Redundant, Tower, 208/240V, 18U Rack | 208 AC | 208 AC | SYMMETRA (1PHASE) | Uninterruptible Power Supply (UPS) | Smart-UPS Modular Ultra | 33375 | 28368.75
SRYLF15T24 | APC Smart-UPS Modular Ultra 15kW Frame, N+1 Redundant, Tower, 208/240V, 24U Rack | 208 AC | 240 AC | SYMMETRA (1PHASE) | Uninterruptible Power Supply (UPS) | Smart-UPS Modular Ultra | 33855 | 28776.75
SRYLF20KRMT | APC Smart-UPS Modular Ultra 20kW N+1 UPS Frame, Rackmount, 208/120V | 208 AC | 120 AC | SYMMETRA (1PHASE) | Uninterruptible Power Supply (UPS) | Smart-UPS Modular Ultra Accessories | 32330 | 27480.5
SRYLF20T18 | APC Smart-UPS Modular Ultra 20kW Frame, N+1 Redundant, Tower, 208/240V, 18U Rack | 208 AC | 240 AC | SYMMETRA (1PHASE) | Uninterruptible Power Supply (UPS) | Smart-UPS Modular Ultra | 33690 | 28636.5
SRYLF20T24 | APC Smart-UPS Modular Ultra 20kW Frame, N+1 Redundant, Tower, 208/240V, 24U Rack | 208 AC | 240 AC | SYMMETRA (1PHASE) | Uninterruptible Power Supply (UPS) | Smart-UPS Modular Ultra | 34170 | 29044.5
SRYLFSU1 | Smart-UPS Modular Ultra UPS Communication Card |  |  | SYMMETRA (1PHASE) | Uninterruptible Power Supply (UPS) | Smart-UPS Modular Ultra Accessories | 260 | 221
SRYLFSU2 | Smart-UPS Modular Ultra XBP Communication Card |  |  | SYMMETRA (1PHASE) | Uninterruptible Power Supply (UPS) | Smart-UPS Modular Ultra Accessories | 418 | 355.3
SRYLFSU3 | APC Smart-UPS High Density Modular Display |  |  | SYMMETRA (1PHASE) | Uninterruptible Power Supply (UPS) | Smart-UPS Modular Ultra Accessories | 1110 | 943.5
SRYLFSU6A | Smart-UPS High Density Modular UPS Frame Electronics Module, 125A |  |  | SYMMETRA (1PHASE) | Uninterruptible Power Supply (UPS) | Smart-UPS Modular Ultra Accessories | 12345 | 10493.25
SRYLFSU6B | Smart-UPS High Density Modular UPS Frame Electronics Module, 100A |  |  | SYMMETRA (1PHASE) | Uninterruptible Power Supply (UPS) | Smart-UPS Modular Ultra Accessories | 12430 | 10565.5
SRYLFSU7 | APC Smart-UPS High Density Modular I/O Wiring Tray, 200/208V |  |  | SYMMETRA (1PHASE) | Uninterruptible Power Supply (UPS) | Smart-UPS Modular Ultra Accessories | 901 | 765.85
SRYLFXBPRM4 | APC Smart-UPS Modular Ultra External Battery Frame, Rackmount |  |  | SYMMETRA (1PHASE) | Uninterruptible Power Supply (UPS) | Smart-UPS Modular Ultra Accessories | 7610 | 6468.5
SRYLIM | APC Smart-UPS Modular Ultra Intelligence Module |  |  | SYMMETRA (1PHASE) | Uninterruptible Power Supply (UPS) | Smart-UPS Modular Ultra Accessories | 3610 | 3068.5
SRYLOPT1 | APC Smart-UPS Modular Ultra 4 Post UPS Rail Kit |  |  | SYMMETRA (1PHASE) | Uninterruptible Power Supply (UPS) | Smart-UPS Modular Ultra Accessories | 290 | 246.5
SRYLOPT2 | APC Smart-UPS Modular Ultra 2 Post UPS Rail Kit |  |  | SYMMETRA (1PHASE) | Uninterruptible Power Supply (UPS) | Smart-UPS Modular Ultra Accessories | 171 | 145.35
SRYLOPT3 | APC Smart-UPS Modular Ultra 4 Post XBP Rail Kit |  |  | SYMMETRA (1PHASE) | Uninterruptible Power Supply (UPS) | Smart-UPS Modular Ultra Accessories | 193 | 164.05
SRYLOPT5 | APC Smart-UPS Modular Ultra 2 Post XBP Rail Kit |  |  | SYMMETRA (1PHASE) | Uninterruptible Power Supply (UPS) | Smart-UPS Modular Ultra Accessories | 153 | 130.05
SRYLOPT8 | APC Smart-UPS Modular Ultra 8 Ft. Battery Cable Ext. for External Battery Pack |  |  | SYMMETRA (1PHASE) | Uninterruptible Power Supply (UPS) | Smart-UPS Modular Ultra Accessories | 1300 | 1105
SRYLPD1 | APC Backplate Kit w/ Qty. 3 L5-20R for Smart-UPS Modular Ultra SRYL |  |  | SYMMETRA (1PHASE) | Uninterruptible Power Supply (UPS) | Smart-UPS Modular Ultra Accessories | 547 | 464.95
SRYLPD2 | APC Backplate Kit w/ Qty. 6 5-20R for Smart-UPS Modular Ultra SRYL |  |  | SYMMETRA (1PHASE) | Uninterruptible Power Supply (UPS) | Smart-UPS Modular Ultra Accessories | 605 | 514.25
SRYLPD3 | APC Backplate Kit w/ Qty. 3 L5-30R for Smart-UPS Modular Ultra SRYL |  |  | SYMMETRA (1PHASE) | Uninterruptible Power Supply (UPS) | Smart-UPS Modular Ultra Accessories | 629 | 534.65
SRYLPD4 | APC Backplate Kit w/ Qty. 2 L14-30R for Smart-UPS Modular Ultra SRYL |  |  | SYMMETRA (1PHASE) | Uninterruptible Power Supply (UPS) | Smart-UPS Modular Ultra Accessories | 570 | 484.5
SRYLPD5 | APC Backplate Kit w/ Qty. 3 L6-30R for Smart-UPS Modular Ultra SRYL |  |  | SYMMETRA (1PHASE) | Uninterruptible Power Supply (UPS) | Smart-UPS Modular Ultra Accessories | 652 | 554.2
SRYLPD7 | APC Backplate Kit w/ Qty. 3 L6-20R for Smart-UPS Modular Ultra SRYL |  |  | SYMMETRA (1PHASE) | Uninterruptible Power Supply (UPS) | Smart-UPS Modular Ultra Accessories | 687 | 583.95
SRYLRMXBP | APC Smart-UPS Modular Ultra External Battery Pack, 4 Battery Modules, Rackmount |  |  | SYMMETRA (1PHASE) | Uninterruptible Power Supply (UPS) | Smart-UPS Modular Ultra Accessories | 12695 | 10790.75
SRYLSBP20KP | APC Service Bypass Unit for SRYL, 200/208/230/240V, 125A, MBB, Hardwire Input/Output |  |  | SYMMETRA (1PHASE) | Uninterruptible Power Supply (UPS) | Smart-UPS Modular Ultra Accessories | 6555 | 5571.75
SU032A | APC 4-Post Perforated Rackmount Rails |  |  | OEM & SPECIAL PRODUCTS | Uninterruptible Power Supply (UPS) | Smart-UPS Accessories | 116 | 98.6
SUA24XLBP | APC Smart-UPS XL 24V Battery Pack |  |  | SMART-UPS UNDER 1.5 KV | Uninterruptible Power Supply (UPS) | Smart-UPS Battery Systems | 780 | 663
SUA48RMXLBP3U | APC Smart-UPS XL 48V RM 3U Battery Pack |  |  | SMART-UPS OVER 1.5 KVA | Uninterruptible Power Supply (UPS) | Smart-UPS Battery Systems | 1760 | 1496
SUA48XLBP | APC Smart-UPS XL 48V Battery Pack Tower/Rack Convertible | 48 DC |  | SMART-UPS OVER 1.5 KVA | Uninterruptible Power Supply (UPS) | Smart-UPS Battery Systems | 1420 | 1207
SUA031 | APC Smart-UPS Hardwire Kit for SUA 2200/3000/5000 Models | 120 ,230 | 120 ,208 ,230 | SMART-UPS OVER 1.5 KVA | Uninterruptible Power Supply (UPS) | Smart-UPS Accessories | 419 | 356.15
SUA5000R5TXFMR | APC Smart-UPS 5000VA RM w/Transformer, 208V input and 120/208V Output | 208 | 120 ,208 | SMART-UPS OVER 1.5 KVA | Uninterruptible Power Supply (UPS) | Smart-UPS | 9005 | 7654.25
SUA5000RMI5U | APC Smart-UPS 5000VA 230V Rackmount/Tower | 230 | 230 | SMART-UPS OVER 1.5 KVA | Uninterruptible Power Supply (UPS) | Smart-UPS | 12080 | 10268
SUA5000RMT5U | APC Smart-UPS 5000VA 208V Rackmount/Tower | 208 | 208 | SMART-UPS OVER 1.5 KVA | Uninterruptible Power Supply (UPS) | Smart-UPS | 7425 | 6311.25
SUM48RMXLBP2U | APC Smart-UPS XL Modular 48V Extended Run Battery Pack |  |  | SMART-UPS OVER 1.5 KVA | Uninterruptible Power Supply (UPS) | Smart-UPS Battery Systems | 1850 | 1572.5
SURT15KRMXLI | APC Smart-UPS RT 15kVA RM 230V | 230 ,400 3 PH | 230 | SMART-UPS ON-LINE | Uninterruptible Power Supply (UPS) | Smart-UPS On-Line | 22285 | 18942.25
SURT15KRMXLT | APC Smart-UPS RT 15kVA RM 208V | 208 | 208 | SMART-UPS ON-LINE | Uninterruptible Power Supply (UPS) | Smart-UPS On-Line | 25270 | 21479.5
SURT15KRMXLT-1TF10K | APC Smart-UPS RT 15KVA RM 208V, 208V/120V 10KVA Step down Transformer |  |  | SMART-UPS ON-LINE | Uninterruptible Power Supply (UPS) | Smart-UPS On-Line | 27710 | 23553.5
SURT15KRMXLT-TF5 | APC Smart-UPS RT 15KVA RM 208V, 208V/120V 5KVA Step down Transformer | 208 | 120 ,208 | SMART-UPS ON-LINE | Uninterruptible Power Supply (UPS) | Smart-UPS On-Line | 26420 | 22457
SURT18KRMXLJ | Smart-UPS RT 18K | 200 | 200 | SMART-UPS ON-LINE | Uninterruptible Power Supply (UPS) | Smart-UPS On-Line | 34385 | 29227.25
SURT20KRMXLI | APC Smart-UPS RT 20kVA RM 230V | 230 ,400 3 PH | 230 | SMART-UPS ON-LINE | Uninterruptible Power Supply (UPS) | Smart-UPS On-Line | 24265 | 20625.25
SURT20KRMXLT | APC Smart-UPS RT 20kVA RM 208V | 208 | 208 | SMART-UPS ON-LINE | Uninterruptible Power Supply (UPS) | Smart-UPS On-Line | 30315 | 25767.75
SURT20KRMXLT-1TF10K | APC Smart-UPS RT 20KVA RM 208V, 208V/120V 10KVA Step down Transformer |  |  | SMART-UPS ON-LINE | Uninterruptible Power Supply (UPS) | Smart-UPS On-Line | 31625 | 26881.25
SURT20KRMXLT-TF5 | APC Smart-UPS RT 20KVA RM 208V, 208V/120V 5KVA Step down Transformer | 208 | 120 ,208 | SMART-UPS ON-LINE | Uninterruptible Power Supply (UPS) | Smart-UPS On-Line | 30320 | 25772
SURT48RMXLBP | APC Smart-UPS RT 48V RM Battery Pack |  |  | SMART-UPS ON-LINE | Uninterruptible Power Supply (UPS) | Smart-UPS Battery Systems | 1520 | 1292
SURT48XLBP | APC Smart-UPS RT 48V Battery Pack |  |  | SMART-UPS ON-LINE | Uninterruptible Power Supply (UPS) | Smart-UPS Battery Systems | 1160 | 986
SURT001 | APC Smart-UPS RT 3000VA 230V Isolation Transformer | 230 | 230 | SMART-UPS ON-LINE | Uninterruptible Power Supply (UPS) | Smart-UPS Accessories | 1530 | 1300.5
SURT002 | APC Smart-UPS RT 5000VA 230V Isolation Transformer | 230 | 230 | SMART-UPS ON-LINE | Uninterruptible Power Supply (UPS) | Smart-UPS Accessories | 1615 | 1372.75
SURT007 | APC Smart-UPS RT 3/5/6KVA Input/Output Hardwire Kit |  |  | SMART-UPS ON-LINE | Uninterruptible Power Supply (UPS) | Smart-UPS Accessories | 401 | 340.85
SURT008 | APC Smart-UPS RT 15ft Extension Cable for 192VDC External Battery Packs |  |  | SMART-UPS ON-LINE | Uninterruptible Power Supply (UPS) | Smart-UPS Accessories | 678 | 576.3
SURT013 | SURT Equipment Cart |  |  | SMART-UPS ON-LINE | Uninterruptible Power Supply (UPS) | Smart-UPS Accessories | 383 | 325.55
SURT019 | APC Smart-UPS RT 3.5M Extension Cable for XLBP2 External Battery Packs |  |  | SMART-UPS ON-LINE | Uninterruptible Power Supply (UPS) | Smart-UPS Accessories | 601 | 510.85
SURT192RMXLBP | APC Smart-UPS RT 192V RM Battery Pack |  |  | SMART-UPS ON-LINE | Uninterruptible Power Supply (UPS) | Smart-UPS Battery Systems | 2545 | 2163.25
SURT192RMXLBP2 | APC Smart-UPS RT192V RM Battery Pack 2 Rows |  |  | SMART-UPS ON-LINE | Uninterruptible Power Supply (UPS) | Smart-UPS Battery Systems | 6185 | 5257.25
SURT192RMXLBP3U | APC Smart-UPS RT 192V RM Battery Pack | 208 | 208 | SMART-UPS ON-LINE | Uninterruptible Power Supply (UPS) | Smart-UPS Battery Systems | 2365 | 2010.25
SURT192XLBP | APC Smart-UPS RT 192V Battery Pack |  |  | SMART-UPS ON-LINE | Uninterruptible Power Supply (UPS) | Smart-UPS Battery Systems | 2175 | 1848.75
SURT192XLBPJ | APC Smart-UPS RT 192V Battery Pack for Japan |  |  | SMART-UPS ON-LINE | Uninterruptible Power Supply (UPS) | Smart-UPS Battery Systems | 2025 | 1721.25
SURT1000RMXLI | APC Smart-UPS RT 1000VA RM 230V | 230 | 230 | SMART-UPS ON-LINE | Uninterruptible Power Supply (UPS) | Smart-UPS On-Line | 2145 | 1823.25
SURT1000XLI | APC Smart-UPS RT 1000VA 230V | 230 | 230 | SMART-UPS ON-LINE | Uninterruptible Power Supply (UPS) | Smart-UPS On-Line | 2645 | 2248.25
SURT1000XLI-NC | APC SMART-UPS RT 1000VA 230V Network Card | 230 | 230 | SMART-UPS ON-LINE | Uninterruptible Power Supply (UPS) | Smart-UPS On-Line | 2470 | 2099.5
SURT3000XLIX554 | APC Smart-UPS RT 3000VA 230V | 230 | 230 | SMART-UPS ON-LINE | Uninterruptible Power Supply (UPS) | Smart-UPS On-Line | 3900 | 3315
SURT6000XLI-CC | APC Smart-UPS RT 6000VA 230V Harsh Environment | 230 | 230 | SMART-UPS ON-LINE | Uninterruptible Power Supply (UPS) | Smart-UPS On-Line | 2430 | 2065.5
SURTA48RMXLBP2U | APC Smart-UPS RT 48V RM Battery Pack |  |  | SMART-UPS ON-LINE | Uninterruptible Power Supply (UPS) | Smart-UPS Battery Systems | 1500 | 1275
SURTA48XLBP | APC Smart-UPS RT 48V Battery Pack |  |  | SMART-UPS ON-LINE | Uninterruptible Power Supply (UPS) | Smart-UPS Battery Systems | 1190 | 1011.5
SURTA48XLBPJ | APC Smart-UPS RT 48V Battery Pack Japan |  |  | SMART-UPS ON-LINE | Uninterruptible Power Supply (UPS) | Smart-UPS Battery Systems | 1100 | 935
SURTA2200XL-BR | APC Smart-UPS RT 2200VA Brazil 120V | 120 | 120 | SMART-UPS ON-LINE | Uninterruptible Power Supply (UPS) | Smart-UPS On-Line | 2635 | 2239.75
SURTA3000XL | APC SMART-UPS RT 3000VA 120V | 120 | 120 | SMART-UPS ON-LINE | Uninterruptible Power Supply (UPS) | Smart-UPS On-Line | 5020 | 4267
SURTD5000RMXLP3U | APC Smart-UPS RT 5000VA RM 208/240 (Split-Phase) to 120, 208/240 | 208 | 120 ,208 | SMART-UPS ON-LINE | Uninterruptible Power Supply (UPS) | Smart-UPS On-Line | 10030 | 8525.5
SURTD6000RMXLJP3U | Smart-UPS RT 6000 | 100 10 | 100 ,200 | SMART-UPS ON-LINE | Uninterruptible Power Supply (UPS) | Smart-UPS On-Line | 11410 | 9698.5
SURTD6000RMXLP3U | APC Smart-UPS RT 6000VA RM 208/240 (Split-Phase) to 120, 208/240 | 208 | 120 ,208 | SMART-UPS ON-LINE | Uninterruptible Power Supply (UPS) | Smart-UPS On-Line | 10940 | 9299
SURTRK | "APC Smart-UPS RT 19" Rail Kit 1 - 2.2KVA" |  |  | SMART-UPS ON-LINE | Uninterruptible Power Supply (UPS) | Smart-UPS Accessories | 362 | 307.7
SURTRK2 | "APC Smart-UPS RT 19" Rail Kit for Smart-UPS RT 3/5/6/8/10kVA" |  |  | SMART-UPS ON-LINE | Uninterruptible Power Supply (UPS) | Smart-UPS Accessories | 362 | 307.7
SURTRK4 | "APC Smart-UPS RT 19" Rail Kit for Smart-UPS RT 15/20kVA" |  |  | SMART-UPS ON-LINE | Uninterruptible Power Supply (UPS) | Smart-UPS Accessories | 430 | 365.5
SYAFSU2 | APC Symmetra LX 13U replacement door |  |  | SPARES 1PH | Uninterruptible Power Supply (UPS) | Symmetra | 463 | 393.55
SYAFSU3 | APC Symmetra LX 19U replacement door |  |  | SPARES 1PH | Uninterruptible Power Supply (UPS) | Symmetra Accessories | 470 | 399.5
SYAFSU4 | APC Symmetra LX 24U replacement door |  |  | SPARES 1PH | Uninterruptible Power Supply (UPS) | Symmetra | 524 | 445.4
SYAFSU5 | APC Symmetra LX 32U replacement door |  |  | SPARES 1PH | Uninterruptible Power Supply (UPS) | Symmetra | 621 | 527.85
SYAFSU6 | APC Symmetra LX Castor Kit - Single Castor Left Front or Right Rear |  |  | SPARES 1PH | Uninterruptible Power Supply (UPS) | Symmetra | 299 | 254.15
SYAFSU7 | APC Symmetra LX Castor Kit - Single Castor Right Front or Left Rear |  |  | SPARES 1PH | Uninterruptible Power Supply (UPS) | Symmetra | 299 | 254.15
SYAFSU8 | APC Symmetra LX top panel |  |  | SPARES 1PH | Uninterruptible Power Supply (UPS) | Symmetra | 456 | 387.6
SYAFSU9L | APC Symmetra LX 13U left side panel |  |  | SPARES 1PH | Uninterruptible Power Supply (UPS) | Symmetra | 310 | 263.5
SYAFSU9R | APC Symmetra LX 13U right side panel |  |  | SPARES 1PH | Uninterruptible Power Supply (UPS) | Symmetra | 305 | 259.25
SYAFSU10L | APC Symmetra LX 19U left side panel |  |  | SPARES 1PH | Uninterruptible Power Supply (UPS) | Symmetra | 418 | 355.3
SYAFSU10R | APC Symmetra LX 19U right side panel |  |  | SPARES 1PH | Uninterruptible Power Supply (UPS) | Symmetra | 418 | 355.3
SYAFSU11L | APC Symmetra LX 24U left side panel |  |  | SPARES 1PH | Uninterruptible Power Supply (UPS) | Symmetra | 477 | 405.45
SYAFSU11R | APC Symmetra LX 24U right side panel |  |  | SPARES 1PH | Uninterruptible Power Supply (UPS) | Symmetra | 422 | 358.7
SYAFSU12L | APC Symmetra LX 32U left side panel |  |  | SPARES 1PH | Uninterruptible Power Supply (UPS) | Symmetra Accessories | 661 | 561.85
SYAFSU12R | APC Symmetra LX 32U right side panel |  |  | SPARES 1PH | Uninterruptible Power Supply (UPS) | Symmetra | 492 | 418.2
SYAFSU13 | APC Symmetra LX frame electronics module- 200/208V |  |  | SYMMETRA (1PHASE) | Uninterruptible Power Supply (UPS) | Symmetra | 4970 | 4224.5
SYAFSU13I | APC Symmetra LX frame electronics module- 230V |  |  | SPARES 1PH | Uninterruptible Power Supply (UPS) | Symmetra | 4665 | 3965.25
SYAFSU14 | APC Symmetra LX Input/Output wiring tray-200/208V |  |  | SYMMETRA (1PHASE) | Uninterruptible Power Supply (UPS) | Symmetra | 1290 | 1096.5
SYAFSU14I | APC Symmetra LX Input/Output wiring tray-230V |  |  | SYMMETRA (1PHASE) | Uninterruptible Power Supply (UPS) | Symmetra | 965 | 820.25
SYAFSU15 | APC Symmetra LX Communications Card |  |  | SYMMETRA (1PHASE) | Uninterruptible Power Supply (UPS) | Symmetra | 204 | 173.4
SYAFSU16 | APC Symmetra LX XR Communication Card |  |  | SPARES 1PH | Uninterruptible Power Supply (UPS) | Symmetra Accessories | 884 | 751.4
SYAOPT1 | APC Symmetra LX 4-post rack-mounting rails |  |  | SYMMETRA (1PHASE) | Uninterruptible Power Supply (UPS) | Symmetra Accessories | 498 | 423.3
SYAOPT2 | APC Symmetra LX module CTO kit- UPS Frame |  |  | SPARES 1PH | Uninterruptible Power Supply (UPS) | Symmetra Accessories | 409 | 347.65
SYAOPT2XR3 | APC Symmetra LX module CTO kit- XR3 Frame |  |  | SYMMETRA (1PHASE) | Uninterruptible Power Supply (UPS) | Symmetra Accessories | 118 | 100.3
SYAOPT2XR9 | APC Symmetra LX module CTO kit- XR Frame |  |  | SYMMETRA (1PHASE) | Uninterruptible Power Supply (UPS) | Symmetra Accessories | 367 | 311.95
SYAOPT5 | APC Symmetra LX 15-foot battery cabinet cable- 200/208V |  |  | SYMMETRA (1PHASE) | Uninterruptible Power Supply (UPS) | Symmetra Accessories | 1545 | 1313.25
SYAOPT5I | APC SYMMETRA LX 4.5 METER BATTERY CABINET CABLE- 230V |  |  | SYMMETRA (1PHASE) | Uninterruptible Power Supply (UPS) | Symmetra Accessories | 1860 | 1581
SYAPD1 | APC Symmetra LX power distribution panel (1) L14-30, (2) L5-20 | 200 20 |  | SYMMETRA (1PHASE) | Uninterruptible Power Supply (UPS) | Symmetra Accessories | 627 | 532.95
SYARMXR3B3 | APC Symmetra LX Extended Run Rack-mount w/ 3 SYBT5, 208V |  |  | SYMMETRA (1PHASE) | Uninterruptible Power Supply (UPS) | Symmetra Battery Systems | 5480 | 4658
SYARMXR3B3I | APC Symmetra LX Extended Run Rack-mount w/ 3 SYBT5, 230V |  |  | SYMMETRA (1PHASE) | Uninterruptible Power Supply (UPS) | Symmetra Battery Systems | 5370 | 4564.5
SYARMXR9B9 | APC Symmetra LX Extended Run Rack-mount w/ 9 SYBT5, 208V |  |  | SYMMETRA (1PHASE) | Uninterruptible Power Supply (UPS) | Symmetra Battery Systems | 14685 | 12482.25
SYARMXR9B9I | APC Symmetra LX Extended Run Rack-mount w/ 9 SYBT5, 230V |  |  | SYMMETRA (1PHASE) | Uninterruptible Power Supply (UPS) | Symmetra Battery Systems | 14150 | 12027.5
SYAXR9B9 | APC SYMMETRA LX EXTENDED RUN TOWER W/9 SYBT5 , 208V |  |  | SYMMETRA (1PHASE) | Uninterruptible Power Supply (UPS) | Symmetra Battery Systems | 14080 | 11968
SYAXR9B9I | APC SYMMETRA LX EXTENDED RUN TOWER W/9 SYBT5, 230V |  |  | SYMMETRA (1PHASE) | Uninterruptible Power Supply (UPS) | Symmetra Battery Systems | 13675 | 11623.75
SYBATT | APC Symmetra 4-16kVA Battery Module |  |  | SYMMETRA (1PHASE) | Uninterruptible Power Supply (UPS) | Symmetra Battery Systems | 1350 | 1147.5
SYBBE250K500D | APC Symmetra PX 250kW Battery Breaker Enclosure with Fuse Kit for Third Party Batteries |  |  | SYMMETRA 3PH UPS | Uninterruptible Power Supply (UPS) | Symmetra Battery Systems | 20700 | 17595
SYBBE250K500DU | APC Symmetra PX 250kW UL Battery Breaker Enclosure with Fuse Kit for Third Party Batteries |  |  | SYMMETRA 3PH UPS | Uninterruptible Power Supply (UPS) | Symmetra Battery Systems | 20700 | 17595
SYBBE500K500D | APC Symmetra PX 500kW Battery Breaker Enclosure with Fuse Kit for Third Party Batteries |  |  | SYMMETRA 3PH UPS | Uninterruptible Power Supply (UPS) | Symmetra Battery Systems | 20815 | 17692.75
SYBBE500K500DU | APC Symmetra PX 500kW UL Battery Breaker Enclosure with Fuse Kit for Third Party Batteries |  |  | SYMMETRA 3PH UPS | Uninterruptible Power Supply (UPS) | Symmetra Battery Systems | 20815 | 17692.75
SYBBE-UL | APC Symmetra PX 250/500kW UL Battery Breaker Enclosure for Third Party Batteries |  |  | SYMMETRA 3PH UPS | Uninterruptible Power Supply (UPS) | Symmetra Battery Systems | 19370 | 16464.5
SYBFXR3RM | APC SYMMETRA 3 Battery RACKMOUNT XR FRAME (208/120V REGIONS) |  |  | SYMMETRA (1PHASE) | Uninterruptible Power Supply (UPS) | Symmetra Battery Systems | 1895 | 1610.75
SYBFXR3RMI | APC SYMMETRA LX 3 BATTERY RACK-MOUNT XR FRAME, 230V |  |  | SYMMETRA (1PHASE) | Uninterruptible Power Supply (UPS) | Symmetra Battery Systems | 1770 | 1504.5
SYBFXR8-8 | APC Symmetra PX 250/500kW Battery Enclosure with 8 Battery Modules & Start Up |  |  | SYMMETRA 3PH UPS | Uninterruptible Power Supply (UPS) | Symmetra Battery Systems | 63925 | 54336.25
SYBFXR9 | APC SYMMETRA LX 9 BATTERY TOWER XR FRAME, 208V |  |  | SYMMETRA (1PHASE) | Uninterruptible Power Supply (UPS) | Symmetra Battery Systems | 3625 | 3081.25
SYBFXR9I | APC SYMMETRA LX 9 BATTERY TOWER XR FRAME, 230V |  |  | SYMMETRA (1PHASE) | Uninterruptible Power Supply (UPS) | Symmetra Battery Systems | 3620 | 3077
SYBFXR9J | APC SYMMETRA LX 9 BATTERY TOWER XR FRAME, 200V |  |  | SYMMETRA (1PHASE) | Uninterruptible Power Supply (UPS) | Symmetra Battery Systems | 3260 | 2771
SYBFXR9RM | APC SYMMETRA LX 9 BATTERY Rack-MOunt XR FRAME, 208V |  |  | SYMMETRA (1PHASE) | Uninterruptible Power Supply (UPS) | Symmetra Battery Systems | 3200 | 2720
SYBFXR9RMI | APC SYMMETRA LX 9 BATTERY Rack-MOunt XR FRAME, 230V |  |  | SYMMETRA (1PHASE) | Uninterruptible Power Supply (UPS) | Symmetra Battery Systems | 3090 | 2626.5
SYBSC | APC Symmetra PX 250/500 Battery Sidecar for remote battery solution without fuse | 480 3 PH,400 3 PH |  | SYMMETRA 3PH UPS | Uninterruptible Power Supply (UPS) | Symmetra Battery Systems | 8320 | 7072
SYBSC500K500 | APC Symmetra PX250/500kW Batt. enclosure sidecar for remote battery solution with 1000A fuse kit | 480 3 PH,400 3 PH |  | SYMMETRA 3PH UPS | Uninterruptible Power Supply (UPS) | Symmetra Battery Systems | 9450 | 8032.5
SYBT2 | APC Symmetra RM 2-6kVA Battery Module |  |  | SYMMETRA (1PHASE) | Uninterruptible Power Supply (UPS) | Symmetra Battery Systems | 1335 | 1134.75
SYBT2FR | APC Symmetra RM 2-6kVA Battery Module Flame Retardant |  |  | SYMMETRA (1PHASE) | Uninterruptible Power Supply (UPS) | Symmetra Battery Systems | 1325 | 1126.25
SYBT3 | APC Symmetra RM 8-12kVA Battery Module |  |  | SYMMETRA (1PHASE) | Uninterruptible Power Supply (UPS) | Symmetra Battery Systems | 1260 | 1071
SYBT4 | Battery Module for Symmetra PX, Smart-UPS VT or Galaxy 3500 |  |  | SYMMETRA 3PH UPS | Uninterruptible Power Supply (UPS) | Symmetra Battery Systems | 3335 | 2834.75
SYBT5 | APC Symmetra LX Battery Module |  |  | SYMMETRA (1PHASE) | Uninterruptible Power Supply (UPS) | Symmetra Battery Systems | 1410 | 1198.5
SYBT5FR | APC SYMMETRA LX FLAME RETARDANT BATTERY MODULE |  |  | SYMMETRA (1PHASE) | Uninterruptible Power Supply (UPS) | Symmetra Battery Systems | 1520 | 1292
SYBT9-B4 | APC High-Performance Battery Module for 400V Symmetra PX 48/96/160KW & 208V Symmetra PX 100KW |  |  | SYMMETRA 3PH UPS | Uninterruptible Power Supply (UPS) | Symmetra Battery Systems | 4110 | 3493.5
SYBT9-B4LL | APC High Performance Long Life 10 Yrs Battery Module for Symmetra PX 48/96/160KW and PX 100KW |  |  | SYMMETRA 3PH UPS | Uninterruptible Power Supply (UPS) | Symmetra Battery Systems | 4445 | 3778.25
SYBT9-B6 | APC High Performance Battery Module for the Symmetra PX 250/500kW |  |  | SYMMETRA 3PH UPS | Uninterruptible Power Supply (UPS) | Symmetra Battery Systems | 6220 | 5287
SYBT9-B6LL | APC High Performance Long Life 10 Yrs Battery Module for Symmetra PX 250/500kW |  |  | SYMMETRA 3PH UPS | Uninterruptible Power Supply (UPS) | Symmetra Battery Systems | 6790 | 5771.5
SYBTU1-PLP | Symmetra PX Battery Unit |  |  | SYMMETRA 3PH UPS | Uninterruptible Power Supply (UPS) | Symmetra Battery Systems | 828 | 703.8
SYBTU2-PLP | APC Symmetra PX 9Ah Battery Unit, High Performance |  |  | SYMMETRA 3PH UPS | Uninterruptible Power Supply (UPS) | Symmetra Battery Systems | 1055 | 896.75
SYBTU2-PLPLL | APC Symmetra PX 9Ah Battery Unit, High Performance Long Life 10 Yrs |  |  | SYMMETRA 3PH UPS | Uninterruptible Power Supply (UPS) | Symmetra Battery Systems | 1105 | 939.25
SYCC | APC Symmetra Communications Card | 12 DC | 12 DC | SYMMETRA (1PHASE) | Uninterruptible Power Supply (UPS) | Symmetra Accessories | 736 | 625.6
SYCFXR8 | SYMMETRA PX 40kW EXTENDED RUN BATTERY FRAME |  |  | SYMMETRA 3PH UPS | Uninterruptible Power Supply (UPS) | Symmetra Battery Systems | 12435 | 10569.75
SYCFXR8-8 | Symmetra PX 40KW Extended Run Battery Frame with 8 Battery Modules & Startup | 208 3 PH |  | SYMMETRA 3PH UPS | Uninterruptible Power Supply (UPS) | Symmetra Battery Systems | 33295 | 28300.75
SYCFXR8S | Symmetra PX40KW Extended Run Battery Frame with Startup |  |  | SYMMETRA 3PH UPS | Uninterruptible Power Supply (UPS) | Symmetra Battery Systems | 13005 | 11054.25
SYCFXR48 | APC Symmetra PX48 Empty Battery Frame for 9 Battery Modules |  |  | SYMMETRA 3PH UPS | Uninterruptible Power Supply (UPS) | Symmetra Battery Systems | 12240 | 10404
SYCFXR48-9 | APC Symmetra PX48 Battery Frame with 9 Battery modules and Startup |  |  | SYMMETRA 3PH UPS | Uninterruptible Power Supply (UPS) | Symmetra Battery Systems | 39435 | 33519.75
SYCFXR48-S | APC Symmetra PX48 Empty Battery Frame for 9 Battery modules with Startup |  |  | SYMMETRA 3PH UPS | Uninterruptible Power Supply (UPS) | Symmetra Battery Systems | 15435 | 13119.75
SYCFXRJ9-S | APC Symmetra PX160 Japan Empty Battery Frame for 9 Battery modules with Startup |  |  | SYMMETRA 3PH UPS | Uninterruptible Power Supply (UPS) | Symmetra Battery Systems | 21105 | 17939.25
SYH2K6RMI | APC Symmetra RM 2kVA Scalable to 6kVA N+1 220-240V | 230 | 230 | SYMMETRA (1PHASE) | Uninterruptible Power Supply (UPS) | Symmetra | 6960 | 5916
SYH2K6RMT | APC Symmetra RM 2kVA Scalable to 6kVA N+1 208/240V | 208 | 208 | SYMMETRA (1PHASE) | Uninterruptible Power Supply (UPS) | Symmetra | 6675 | 5673.75
SYH2K6RMT-P1 | APC Symmetra RM 2kVA Scalable to 6kVA N+1 208/240V w/208 to 120V Step-Down Transformer | 208 | 120 ,208 | SYMMETRA (1PHASE) | Uninterruptible Power Supply (UPS) | Symmetra | 8095 | 6880.75
SYH2K6RMT-TF3 | APC Symmetra RM 2kVA Scalable to 6kVA N+1 208/240V w/ 208 to 120V Step-Down Transformer (4) L5-20R | 208 | 120 ,208 | SYMMETRA (1PHASE) | Uninterruptible Power Supply (UPS) | Symmetra | 8010 | 6808.5
SYH4K6RMI | APC Symmetra RM 4kVA Scalable to 6kVA N+1 220-240V | 230 | 230 | SYMMETRA (1PHASE) | Uninterruptible Power Supply (UPS) | Symmetra | 11440 | 9724
SYH4K6RMT | APC Symmetra RM 4kVA Scalable to 6kVA N+1 208/240V | 208 | 208 | SYMMETRA (1PHASE) | Uninterruptible Power Supply (UPS) | Symmetra | 12115 | 10297.75
SYH4K6RMT-P1 | APC Symmetra RM 4kVA Scalable to 6kVA N+1 208/240V w/208 to 120V Step-Down Transformer | 208 | 120 ,208 | SYMMETRA (1PHASE) | Uninterruptible Power Supply (UPS) | Symmetra | 13125 | 11156.25
SYH4K6RMT-TF3 | APC Symmetra RM 4kVA Scalable to 6kVA N+1 208/240V w/ 208 to 120V Step-Down Transformer (4) L5-20R | 208 | 120 ,208 | SYMMETRA (1PHASE) | Uninterruptible Power Supply (UPS) | Symmetra | 13030 | 11075.5
SYH6K6I | APC Symmetra RM 6kVA Scalable to 6kVA N+1 220-240V w/Floor Mount Kit | 230 | 230 | SYMMETRA (1PHASE) | Uninterruptible Power Supply (UPS) | Symmetra | 14035 | 11929.75
SYH6K6J | APC Symmetra RM 6kVA Scalable to 6kVA N+1 200V w/Floor Mount Kit | 200 | 200 | SYMMETRA (1PHASE) | Uninterruptible Power Supply (UPS) | Symmetra | 17500 | 14875
SYH6K6RMI | APC Symmetra RM 6kVA Scalable to 6kVA N+1 220-240V | 230 | 230 | SYMMETRA (1PHASE) | Uninterruptible Power Supply (UPS) | Symmetra | 17415 | 14802.75
SYH6K6RMT | APC Symmetra RM 6kVA Scalable to 6kVA N+1 208/240V | 208 | 208 | SYMMETRA (1PHASE) | Uninterruptible Power Supply (UPS) | Symmetra | 16810 | 14288.5
SYH6K6RMT-P1 | APC Symmetra RM 6kVA Scalable to 6kVA N+1 208/240V w/208 to 120V Step-Down Transformer | 208 | 120 ,208 | SYMMETRA (1PHASE) | Uninterruptible Power Supply (UPS) | Symmetra | 18695 | 15890.75
SYH6K6RMT-TF3 | APC Symmetra RM 6kVA Scalable to 6kVA N+1 208/240V w/ 208 to 120V Step-Down Transformer (4) L5-20R | 208 | 120 ,208 | SYMMETRA (1PHASE) | Uninterruptible Power Supply (UPS) | Symmetra | 18610 | 15818.5
SYH6K6T | APC Symmetra RM 6kVA Scalable to 6kVA N+1 208/240V w/Floor Mount Kit | 208 | 208 | SYMMETRA (1PHASE) | Uninterruptible Power Supply (UPS) | Symmetra | 14540 | 12359
SYHF6KI | APC Symmetra RM 6kVA N+1 Frame 220-240V | 230 | 230 | SYMMETRA (1PHASE) | Uninterruptible Power Supply (UPS) | Symmetra | 2010 | 1708.5
SYHF6KT | APC Symmetra RM 6kVA N+1 Frame 208/240V | 208 | 208 | SYMMETRA (1PHASE) | Uninterruptible Power Supply (UPS) | Symmetra | 1825 | 1551.25
SYMIM2 | APC Symmetra Main Intelligence Module 2 |  |  | SYMMETRA (1PHASE) | Uninterruptible Power Supply (UPS) | Symmetra Accessories | 2280 | 1938
SYMIM3 | APC Symmetra RM main Intelligence Module |  |  | SYMMETRA (1PHASE) | Uninterruptible Power Supply (UPS) | Symmetra Accessories | 2065 | 1755.25
SYMIM4 | Symmetra PX Intelligence Module |  |  | SYMMETRA 3PH UPS | Uninterruptible Power Supply (UPS) | Symmetra Accessories | 3205 | 2724.25
SYMIM5 | APC Symmetra LX Intelligence Module |  |  | SYMMETRA (1PHASE) | Uninterruptible Power Supply (UPS) | Symmetra Accessories | 3755 | 3191.75
SYMIM5X424 | APC Symmetra LX Intelligence Module for Home Depot |  |  | OEM & SPECIAL PRODUCTS | Uninterruptible Power Supply (UPS) | Symmetra | 1525 | 1296.25
SYOPT1 | APC Symmetra RM 2-6kVA N+1 Floor Mount Kit w/Casters |  |  | SYMMETRA (1PHASE) | Uninterruptible Power Supply (UPS) | Symmetra Accessories | 1210 | 1028.5
SYOPT4 | APC Symmetra RM 4ft Extender cable for 208/240V RM Battery Cabinet |  |  | SYMMETRA (1PHASE) | Uninterruptible Power Supply (UPS) | Symmetra Accessories | 489 | 415.65
SYOPT4I | APC Symmetra RM 4ft Extender Cable for 220-240V RM Battery Cabinet |  |  | SYMMETRA (1PHASE) | Uninterruptible Power Supply (UPS) | Symmetra Accessories | 643 | 546.55
SYOPT12 | APC Symmetra LX/Symmetra RM Two Post Rail Kit |  |  | SYMMETRA (1PHASE) | Uninterruptible Power Supply (UPS) | Symmetra Accessories | 389 | 330.65
SYPD3 | APC Symmetra RM 208/240V Backplate Kit w/(2) L6-20R & (1) L6-30R | 200 20 | 200 ,208 | SYMMETRA (1PHASE) | Uninterruptible Power Supply (UPS) | Symmetra Accessories | 625 | 531.25
SYPD4 | APC Symmetra RM 220-240V Backplate Kit w/(8) IEC320 C13 & (2) IEC320 C19 |  |  | SYMMETRA (1PHASE) | Uninterruptible Power Supply (UPS) | Symmetra Accessories | 586 | 498.1
SYPD6 | APC SYMMETRA 208/240V Hardwire kit |  |  | SYMMETRA (1PHASE) | Uninterruptible Power Supply (UPS) | Symmetra Accessories | 569 | 483.65
SYPD7 | APC Symmetra RM 208/240V Backplate Kit w/(3) L6-20R |  |  | SYMMETRA (1PHASE) | Uninterruptible Power Supply (UPS) | Symmetra Accessories | 624 | 530.4
SYPD8 | SY RM PDU 4XC19 |  |  | SYMMETRA (1PHASE) | Uninterruptible Power Supply (UPS) | Symmetra Accessories | 550 | 467.5
SYPD9 | APC Symmetra RM 2-6kVA 230V Hardwire Kit |  | 230 | SYMMETRA (1PHASE) | Uninterruptible Power Supply (UPS) | Symmetra Accessories | 470 | 399.5
SYPD10 | Symmetra RM 230V backplate kit w/(2) IEC320 C19 and (1) IEC 60309 |  | 230 | SYMMETRA (1PHASE) | Uninterruptible Power Supply (UPS) | Symmetra Accessories | 766 | 651.1
SYPD11 | APC Symmetra LX power distribution panel (2) L6-30R |  |  | SYMMETRA (1PHASE) | Uninterruptible Power Supply (UPS) | Symmetra Accessories | 646 | 549.1
SYPM | APC Symmetra 4-16kVA Power Module (4kVA) | 200 ,208 ,400 3 PH | 200 ,208 ,230 | SYMMETRA (1PHASE) | Uninterruptible Power Supply (UPS) | Symmetra Power Module | 7580 | 6443
SYPM2KU | APC Symmetra RM 2-6kVA Power Module (2kVA) | 200 20 | 200 ,208 ,230 | SYMMETRA (1PHASE) | Uninterruptible Power Supply (UPS) | Symmetra Power Module | 3965 | 3370.25
SYPM4KI | APC Symmetra LX 4kVA Power Module, 220/230/240V | 230 ,400 3 PH | 230 | SYMMETRA (1PHASE) | Uninterruptible Power Supply (UPS) | Symmetra Power Module | 7275 | 6183.75
SYPM4KP | APC Symmetra LX 4kVA Power Module, 200/208V | 200 20 | 100 ,120 ,200 ,208 | SYMMETRA (1PHASE) | Uninterruptible Power Supply (UPS) | Symmetra Power Module | 5255 | 4466.75
SYPM4KU | APC Symmetra RM 8-12kVA Power Module (4kVA) | 200 ,230 | 200 ,208 ,230 | SYMMETRA (1PHASE) | Uninterruptible Power Supply (UPS) | Symmetra Power Module | 5065 | 4305.25
SYPM10K16H | APC Symmetra PX Power Module, 10/16kW, 400V | 400 3 PH | 230 ,400 3 PH | SYMMETRA 3PH UPS | Uninterruptible Power Supply (UPS) | Symmetra Power Module | 17155 | 14581.75
SYPM10KF2 | Symmetra PX 10kW Power Module, 208V, High Efficiency | 208 ,208 3 PH | 208 ,208 3 PH | SYMMETRA 3PH UPS | Uninterruptible Power Supply (UPS) | Symmetra Power Module | 8225 | 6991.25
SYPM25KD | APC Symmetra PX 25kW Power Module, 400/480V | 480 3 PH,400 3 PH | 480 3 PH ,400 3 PH | SPARES 3PH | Uninterruptible Power Supply (UPS) | Symmetra Power Module | 14815 | 12592.75
SYRIM2 | APC Symmetra 4-16kVA Redundant Intelligence Module |  |  | SYMMETRA (1PHASE) | Uninterruptible Power Supply (UPS) | Symmetra Accessories | 1895 | 1610.75
SYRIM3 | APC Symmetra RM 2-6kVA and 8-12kVA Redundant Intelligence Module |  |  | SYMMETRA (1PHASE) | Uninterruptible Power Supply (UPS) | Symmetra Accessories | 1255 | 1066.75
SYRMXR2B4 | APC Symmetra RM XR Frame w/2 SYBT2 Scalable to 4 208/240V |  |  | SYMMETRA (1PHASE) | Uninterruptible Power Supply (UPS) | Symmetra Battery Systems | 6455 | 5486.75
SYRMXR2B4I | APC Symmetra RM XR Frame w/2 SYBT2 Scalable to 4 220-240V |  |  | SYMMETRA (1PHASE) | Uninterruptible Power Supply (UPS) | Symmetra Battery Systems | 5355 | 4551.75
SYRMXR4 | APC Symmetra RM XR Frame 208/240V | 120 |  | SYMMETRA (1PHASE) | Uninterruptible Power Supply (UPS) | Symmetra Battery Systems | 3730 | 3170.5
SYRMXR4B4 | APC Symmetra RM XR Frame w/4 SYBT2 208/240V |  |  | SYMMETRA (1PHASE) | Uninterruptible Power Supply (UPS) | Symmetra Battery Systems | 8795 | 7475.75
SYRMXR4B4I | APC Symmetra RM XR Frame w/4 SYBT2, 220-240V |  |  | SYMMETRA (1PHASE) | Uninterruptible Power Supply (UPS) | Symmetra Battery Systems | 8115 | 6897.75
SYRMXR4I | APC Symmetra RM XR Frame 220-240V | 48 DC | 48 DC | SYMMETRA (1PHASE) | Uninterruptible Power Supply (UPS) | Symmetra Battery Systems | 2810 | 2388.5
SYSW40KF | SYMMETRA PX STATIC SWITCH MODULE, 208V | 400 3 PH | 400 3 PH | SYMMETRA 3PH UPS | Uninterruptible Power Supply (UPS) | Symmetra Accessories | 3615 | 3072.75
SYXRCC | SYMMETRA XR BATT COMM Card | 48 DC | 48 DC | SYMMETRA (1PHASE) | Uninterruptible Power Supply (UPS) | Symmetra Accessories | 1310 | 1113.5
UXABP48 | APC Smart-UPS Battery Pack 48V | 48 DC | 48 DC | SMART-UPS OVER 1.5 KVA | Uninterruptible Power Supply (UPS) | Smart-UPS Battery Systems | 2510 | 2133.5
WSYFSUCF40KF-SPK | SPARE PARTS KIT FOR SYCF40KF |  |  | RISK KITS | Uninterruptible Power Supply (UPS) | Symmetra Accessories | 30855 | 26226.75
XB050XX1XS | SmartUPS Industrial GEL Battery 50Ah 12VDC Extended Temperature Shelf Mount |  |  | OEM & SPECIAL PRODUCTS | Uninterruptible Power Supply (UPS) | Smart-UPS Battery Systems | 525 | 446.25
XB102XX1XS | SmartUPS Industrial GEL Battery 100Ah 12VDC Extended Temperature Shelf Mount |  |  | OEM & SPECIAL PRODUCTS | Uninterruptible Power Supply (UPS) | Smart-UPS Battery Systems | 629 | 534.65
XM102DXXXA | SmartUPS Industrial Battery Heater Mat 365 Sq In 115/120VAC Single Phase In Cabinet Accessory |  |  | OEM & SPECIAL PRODUCTS | Uninterruptible Power Supply (UPS) | Smart-UPS Accessories | 472 | 401.2
3827GY-5 | APC CATEGORY 5 UTP 568B PATCH CABLE, GREY, RJ45M/RJ45M |  |  | KVM LCD AND SWITCHES | Networking and Cable Solutions | Network Patch Cables | 6.5 | 5.525
3827GY-10 | APC CATEGORY 5 UTP 568B PATCH CABLE, GREY, RJ45M/RJ45M |  |  | KVM LCD AND SWITCHES | Networking and Cable Solutions | Network Patch Cables | 8.8 | 7.48
3827GY-15 | APC CATEGORY 5 UTP 568B PATCH CABLE, GREY, RJ45M/RJ45M |  |  | KVM LCD AND SWITCHES | Networking and Cable Solutions | Network Patch Cables | 9.6 | 8.16
3827GY-20 | APC CATEGORY 5 UTP 568B PATCH CABLE, GREY, RJ45M/RJ45M |  |  | KVM LCD AND SWITCHES | Networking and Cable Solutions | Network Patch Cables | 12 | 10.2
3827GY-25 | APC CATEGORY 5 UTP 568B PATCH CABLE, GREY, RJ45M/RJ45M |  |  | KVM LCD AND SWITCHES | Networking and Cable Solutions | Network Patch Cables | 15 | 12.75
3827GY-30 | APC CATEGORY 5 UTP 568B PATCH CABLE, GREY, RJ45M/RJ45M |  |  | KVM LCD AND SWITCHES | Networking and Cable Solutions | Network Patch Cables | 19.25 | 16.3625
3827GY-35 | APC CATEGORY 5 UTP 568B PATCH CABLE, GREY, RJ45M/RJ45M |  |  | KVM LCD AND SWITCHES | Networking and Cable Solutions | Network Patch Cables | 21 | 17.85
3827GY-40 | APC CATEGORY 5 UTP 568B PATCH CABLE, GREY, RJ45M/RJ45M |  |  | KVM LCD AND SWITCHES | Networking and Cable Solutions | Network Patch Cables | 20.5 | 17.425
3827GY-50 | APC CATEGORY 5 UTP 568B PATCH CABLE, GREY, RJ45M/RJ45M |  |  | KVM LCD AND SWITCHES | Networking and Cable Solutions | Network Patch Cables | 21.5 | 18.275
3827GY-75 | APC CATEGORY 5 UTP 568B PATCH CABLE, GREY, RJ45M/RJ45M |  |  | KVM LCD AND SWITCHES | Networking and Cable Solutions | Network Patch Cables | 31 | 26.35
3827GY-100 | APC CATEGORY 5 UTP 568B PATCH CABLE, GREY, RJ45M/RJ45M |  |  | KVM LCD AND SWITCHES | Networking and Cable Solutions | Network Patch Cables | 76 | 64.6
47136WH | APC RJ45F/RJ45F, WHITE, IN LINE COUPLER, CAT 5, RJ45F/RJ45F |  |  | KVM LCD AND SWITCHES | Networking and Cable Solutions | Modular Components | 13 | 11.05
SYOPT008 | APC Symmetra PX250/500 Paralleling Cable |  |  | SYMMETRA 3PH UPS | Networking and Cable Solutions | Network Patch Cables | 689 | 585.65
ANS354 | CUSTOM 3RD PARTY BATT RPLCMT |  |  | 3PH&BATT CLASSC CONTR | Services | Battery Replacement Services | Call for Quote | Call for Quote
ECO1PH1YAC01 | 1 Year EcoCare for Single-Phase UPS for Accessories |  |  | ECOCARE ADVANCED | Services | EcoCare for Single-Phase UPS | 166 | 141.1
ECO1PH1YAC02 | 1 Year EcoCare for Single-Phase UPS for Accessories |  |  | ECOCARE ADVANCED | Services | EcoCare for Single-Phase UPS | 166 | 141.1
ECO1PH1YAC03 | 1 Year EcoCare for Single-Phase UPS for Accessories |  |  | ECOCARE ADVANCED | Services | EcoCare for Single-Phase UPS | 213 | 181.05
ECO1PH1YAC04 | 1 Year EcoCare for Single-Phase UPS for Accessories |  |  | ECOCARE ADVANCED | Services | EcoCare for Single-Phase UPS | 377 | 320.45
ECO1PH1YFW02 | 1 Year EcoCare for Single-Phase UPS Upgrade to Factory Warranty |  |  | ECOCARE ADVANCED | Services | EcoCare for Single-Phase UPS | 182 | 154.7
ECO1PH1YFW03 | 1 Year EcoCare for Single-Phase UPS Upgrade to Factory Warranty |  |  | ECOCARE ADVANCED | Services | EcoCare for Single-Phase UPS | 234 | 198.9
ECO1PH1YFW04 | 1 Year EcoCare for Single-Phase UPS Upgrade to Factory Warranty |  |  | ECOCARE ADVANCED | Services | EcoCare for Single-Phase UPS | 416 | 353.6
ECO1PH1YFW05 | 1 Year EcoCare for Single-Phase UPS Upgrade to Factory Warranty |  |  | ECOCARE ADVANCED | Services | EcoCare for Single-Phase UPS | 476 | 404.6
ECO1PH1YFW06 | 1 Year EcoCare for Single-Phase UPS Upgrade to Factory Warranty |  |  | ECOCARE ADVANCED | Services | EcoCare for Single-Phase UPS | 956 | 812.6
ECO1PH1YFW07 | 1 Year EcoCare for Single-Phase UPS Upgrade to Factory Warranty |  |  | ECOCARE ADVANCED | Services | EcoCare for Single-Phase UPS | 1150 | 977.5
ECO1PH1YFW08 | 1 Year EcoCare for Single-Phase UPS Upgrade to Factory Warranty |  |  | ECOCARE ADVANCED | Services | EcoCare for Single-Phase UPS | 1205 | 1024.25
ECO1PH1YFWITE02 | 1 Year IT Expert Enabled EcoCare for Single-Phase UPS Upgrade to Factory Warranty |  |  | ECOCARE ADVANCED | Services | EcoCare for Single-Phase UPS | 128 | 108.8
ECO1PH1YFWITE03 | 1 Year IT Expert Enabled EcoCare for Single-Phase UPS Upgrade to Factory Warranty |  |  | ECOCARE ADVANCED | Services | EcoCare for Single-Phase UPS | 166 | 141.1
ECO1PH1YFWITE04 | 1 Year IT Expert Enabled EcoCare for Single-Phase UPS Upgrade to Factory Warranty |  |  | ECOCARE ADVANCED | Services | EcoCare for Single-Phase UPS | 292 | 248.2
ECO1PH1YFWITE05 | 1 Year IT Expert Enabled EcoCare for Single-Phase UPS Upgrade to Factory Warranty |  |  | ECOCARE ADVANCED | Services | EcoCare for Single-Phase UPS | 333 | 283.05
ECO1PH1YFWITE06 | 1 Year IT Expert Enabled EcoCare for Single-Phase UPS Upgrade to Factory Warranty |  |  | ECOCARE ADVANCED | Services | EcoCare for Single-Phase UPS | 668 | 567.8
ECO1PH1YFWITE07 | 1 Year IT Expert Enabled EcoCare for Single-Phase UPS Upgrade to Factory Warranty |  |  | ECOCARE ADVANCED | Services | EcoCare for Single-Phase UPS | 805 | 684.25
ECO1PH1YFWITE08 | 1 Year IT Expert Enabled EcoCare for Single-Phase UPS Upgrade to Factory Warranty |  |  | ECOCARE ADVANCED | Services | EcoCare for Single-Phase UPS | 839 | 713.15
ECO1PH1YFWITELI12 | 1 Year IT Expert Enabled EcoCare for Single-Phase UPS Upgrade to Factory Warranty for Li-Ion UPS |  |  | ECOCARE ADVANCED | Services | EcoCare for Single-Phase UPS | 144 | 122.4
ECO1PH1YFWITELI13 | 1 Year IT Expert Enabled EcoCare for Single-Phase UPS Upgrade to Factory Warranty for Li-Ion UPS |  |  | ECOCARE ADVANCED | Services | EcoCare for Single-Phase UPS | 186 | 158.1
ECO1PH1YFWITELI14 | 1 Year IT Expert Enabled EcoCare for Single-Phase UPS Upgrade to Factory Warranty for Li-Ion UPS |  |  | ECOCARE ADVANCED | Services | EcoCare for Single-Phase UPS | 328 | 278.8
ECO1PH1YFWITELI15 | 1 Year IT Expert Enabled EcoCare for Single-Phase UPS Upgrade to Factory Warranty for Li-Ion UPS |  |  | ECOCARE ADVANCED | Services | EcoCare for Single-Phase UPS | 584 | 496.4
ECO1PH1YFWITELI16 | 1 Year IT Expert Enabled EcoCare for Single-Phase UPS Upgrade to Factory Warranty for Li-Ion UPS |  |  | ECOCARE ADVANCED | Services | EcoCare for Single-Phase UPS | 681 | 578.85
ECO1PH1YFWITELI17 | 1 Year IT Expert Enabled EcoCare for Single-Phase UPS Upgrade to Factory Warranty for Li-Ion UPS |  |  | ECOCARE ADVANCED | Services | EcoCare for Single-Phase UPS | 816 | 693.6
ECO1PH1YFWITELI18 | 1 Year IT Expert Enabled EcoCare for Single-Phase UPS Upgrade to Factory Warranty for Li-Ion UPS |  |  | ECOCARE ADVANCED | Services | EcoCare for Single-Phase UPS | 852 | 724.2
ECO1PH1YFWITESY00 | 1 Year IT Expert Enabled EcoCare for Single-Phase UPS Symmetra LX Upgrade to Factory Warranty |  |  | ECOCARE ADVANCED | Services | EcoCare for Single-Phase UPS | 1105 | 939.25
ECO1PH1YFWLI12 | 1 Year EcoCare for Single-Phase UPS Upgrade to Factory Warranty for Lithium-Ion UPS |  |  | ECOCARE ADVANCED | Services | EcoCare for Single-Phase UPS | 240 | 204
ECO1PH1YFWLI13 | 1 Year EcoCare for Single-Phase UPS Upgrade to Factory Warranty for Lithium-Ion UPS |  |  | ECOCARE ADVANCED | Services | EcoCare for Single-Phase UPS | 256 | 217.6
ECO1PH1YFWLI14 | 1 Year EcoCare for Single-Phase UPS Upgrade to Factory Warranty for Lithium-Ion UPS |  |  | ECOCARE ADVANCED | Services | EcoCare for Single-Phase UPS | 409 | 347.65
ECO1PH1YFWLI15 | 1 Year EcoCare for Single-Phase UPS Upgrade to Factory Warranty for Lithium-Ion UPS |  |  | ECOCARE ADVANCED | Services | EcoCare for Single-Phase UPS | 836 | 710.6
ECO1PH1YFWLI16 | 1 Year EcoCare for Single-Phase UPS Upgrade to Factory Warranty for Lithium-Ion UPS |  |  | ECOCARE ADVANCED | Services | EcoCare for Single-Phase UPS | 971 | 825.35
ECO1PH1YFWLI17 | 1 Year EcoCare for Single-Phase UPS Upgrade to Factory Warranty for Lithium-Ion UPS |  |  | ECOCARE ADVANCED | Services | EcoCare for Single-Phase UPS | 1165 | 990.25
ECO1PH1YFWLI18 | 1 Year EcoCare for Single-Phase UPS Upgrade to Factory Warranty for Lithium-Ion UPS |  |  | ECOCARE ADVANCED | Services | EcoCare for Single-Phase UPS | 1220 | 1037
ECO1PH1YFWSY00 | 1 Year EcoCare for Single-Phase UPS Symmetra LX Upgrade to Factory Warranty |  |  | ECOCARE ADVANCED | Services | EcoCare for Single-Phase UPS | 1180 | 1003
ECO1PH1YOFW02 | 1 Year EcoCare for Single-Phase UPS for Out of Factory Warranty UPS |  |  | ECOCARE ADVANCED | Services | EcoCare for Single-Phase UPS | 353 | 300.05
ECO1PH1YOFW03 | 1 Year EcoCare for Single-Phase UPS for Out of Factory Warranty UPS |  |  | ECOCARE ADVANCED | Services | EcoCare for Single-Phase UPS | 427 | 362.95
ECO1PH1YOFW04 | 1 Year EcoCare for Single-Phase UPS for Out of Factory Warranty UPS |  |  | ECOCARE ADVANCED | Services | EcoCare for Single-Phase UPS | 812 | 690.2
ECO1PH1YOFW05 | 1 Year EcoCare for Single-Phase UPS for Out of Factory Warranty UPS |  |  | ECOCARE ADVANCED | Services | EcoCare for Single-Phase UPS | 1195 | 1015.75
ECO1PH1YOFW06 | 1 Year EcoCare for Single-Phase UPS for Out of Factory Warranty UPS |  |  | ECOCARE ADVANCED | Services | EcoCare for Single-Phase UPS | 2295 | 1950.75
ECO1PH1YOFW07 | 1 Year EcoCare for Single-Phase UPS for Out of Factory Warranty UPS |  |  | ECOCARE ADVANCED | Services | EcoCare for Single-Phase UPS | 3730 | 3170.5
ECO1PH1YOFW08 | 1 Year EcoCare for Single-Phase UPS for Out of Factory Warranty UPS |  |  | ECOCARE ADVANCED | Services | EcoCare for Single-Phase UPS | 4590 | 3901.5
ECO1PH1YOFWITE02 | 1 Year IT Expert Enabled EcoCare for Single-Phase UPS for Out of Factory Warranty UPS |  |  | ECOCARE ADVANCED | Services | EcoCare for Single-Phase UPS | 247 | 209.95
ECO1PH1YOFWITE03 | 1 Year IT Expert Enabled EcoCare for Single-Phase UPS for Out of Factory Warranty UPS |  |  | ECOCARE ADVANCED | Services | EcoCare for Single-Phase UPS | 299 | 254.15
ECO1PH1YOFWITE04 | 1 Year IT Expert Enabled EcoCare for Single-Phase UPS for Out of Factory Warranty UPS |  |  | ECOCARE ADVANCED | Services | EcoCare for Single-Phase UPS | 652 | 554.2
ECO1PH1YOFWITE05 | 1 Year IT Expert Enabled EcoCare for Single-Phase UPS for Out of Factory Warranty UPS |  |  | ECOCARE ADVANCED | Services | EcoCare for Single-Phase UPS | 834 | 708.9
ECO1PH1YOFWITE06 | 1 Year IT Expert Enabled EcoCare for Single-Phase UPS for Out of Factory Warranty UPS |  |  | ECOCARE ADVANCED | Services | EcoCare for Single-Phase UPS | 1605 | 1364.25
ECO1PH1YOFWITE07 | 1 Year IT Expert Enabled EcoCare for Single-Phase UPS for Out of Factory Warranty UPS |  |  | ECOCARE ADVANCED | Services | EcoCare for Single-Phase UPS | 2610 | 2218.5
ECO1PH1YOFWITE08 | 1 Year IT Expert Enabled EcoCare for Single-Phase UPS for Out of Factory Warranty UPS |  |  | ECOCARE ADVANCED | Services | EcoCare for Single-Phase UPS | 3215 | 2732.75
ECO1PH1YOFWLI12 | 1 Year EcoCare for Single-Phase UPS for Out of Factory Warranty Lithium-Ion UPS |  |  | ECOCARE ADVANCED | Services | EcoCare for Single-Phase UPS | 661 | 561.85
ECO1PH1YOFWLI13 | 1 Year EcoCare for Single-Phase UPS for Out of Factory Warranty Lithium-Ion UPS |  |  | ECOCARE ADVANCED | Services | EcoCare for Single-Phase UPS | 753 | 640.05
ECO1PH1YOFWLI14 | 1 Year EcoCare for Single-Phase UPS for Out of Factory Warranty Lithium-Ion UPS |  |  | ECOCARE ADVANCED | Services | EcoCare for Single-Phase UPS | 1245 | 1058.25
ECO1PH1YOFWLI15 | 1 Year EcoCare for Single-Phase UPS for Out of Factory Warranty Lithium-Ion UPS |  |  | ECOCARE ADVANCED | Services | EcoCare for Single-Phase UPS | 1610 | 1368.5
ECO1PH1YOFWLI16 | 1 Year EcoCare for Single-Phase UPS for Out of Factory Warranty Lithium-Ion UPS |  |  | ECOCARE ADVANCED | Services | EcoCare for Single-Phase UPS | 2755 | 2341.75
ECO1PH1YOFWLI17 | 1 Year EcoCare for Single-Phase UPS for Out of Factory Warranty Lithium-Ion UPS |  |  | ECOCARE ADVANCED | Services | EcoCare for Single-Phase UPS | 4490 | 3816.5
ECO1PH1YOFWLI18 | 1 Year EcoCare for Single-Phase UPS for Out of Factory Warranty Lithium-Ion UPS |  |  | ECOCARE ADVANCED | Services | EcoCare for Single-Phase UPS | 5525 | 4696.25
ECO1PH1YOFWSY05 | 1 Year EcoCare for Single-Phase UPS for Out of Factory Warranty Symmetra LX L05 |  |  | ECOCARE ADVANCED | Services | EcoCare for Single-Phase UPS | 2340 | 1989
ECO1PH1YOFWSY06 | 1 Year EcoCare for Single-Phase UPS for Out of Factory Warranty Symmetra LX L06 |  |  | ECOCARE ADVANCED | Services | EcoCare for Single-Phase UPS | 2635 | 2239.75
ECO1PH1YOFWSY07 | 1 Year EcoCare for Single-Phase UPS for Out of Factory Warranty Symmetra LX L07 |  |  | ECOCARE ADVANCED | Services | EcoCare for Single-Phase UPS | 3225 | 2741.25
ECO1PH1YOFWSY08 | 1 Year EcoCare for Single-Phase UPS for Out of Factory Warranty Symmetra LX L08 |  |  | ECOCARE ADVANCED | Services | EcoCare for Single-Phase UPS | 4165 | 3540.25
ECO1PH1YOWITELI12 | 1 Year IT Expert Enabled EcoCare for Single-Phase UPS for Out of Factory Warranty Lithium-Ion UPS |  |  | ECOCARE ADVANCED | Services | EcoCare for Single-Phase UPS | 463 | 393.55
ECO1PH1YOWITELI13 | 1 Year IT Expert Enabled EcoCare for Single-Phase UPS for Out of Factory Warranty Lithium-Ion UPS |  |  | ECOCARE ADVANCED | Services | EcoCare for Single-Phase UPS | 526 | 447.1
ECO1PH1YOWITELI14 | 1 Year IT Expert Enabled EcoCare for Single-Phase UPS for Out of Factory Warranty Lithium-Ion UPS |  |  | ECOCARE ADVANCED | Services | EcoCare for Single-Phase UPS | 870 | 739.5
ECO1PH1YOWITELI15 | 1 Year IT Expert Enabled EcoCare for Single-Phase UPS for Out of Factory Warranty Lithium-Ion UPS |  |  | ECOCARE ADVANCED | Services | EcoCare for Single-Phase UPS | 1125 | 956.25
ECO1PH1YOWITELI16 | 1 Year IT Expert Enabled EcoCare for Single-Phase UPS for Out of Factory Warranty Lithium-Ion UPS |  |  | ECOCARE ADVANCED | Services | EcoCare for Single-Phase UPS | 1930 | 1640.5
ECO1PH1YOWITELI17 | 1 Year IT Expert Enabled EcoCare for Single-Phase UPS for Out of Factory Warranty Lithium-Ion UPS |  |  | ECOCARE ADVANCED | Services | EcoCare for Single-Phase UPS | 3145 | 2673.25
ECO1PH1YOWITELI18 | 1 Year IT Expert Enabled EcoCare for Single-Phase UPS for Out of Factory Warranty Lithium-Ion UPS |  |  | ECOCARE ADVANCED | Services | EcoCare for Single-Phase UPS | 3870 | 3289.5
ECO1PH1YOWITESY05 | 1 Year IT Expert Enabled EcoCare for Single-Phase UPS for Out of Factory Warranty Symmetra LX L05 |  |  | ECOCARE ADVANCED | Services | EcoCare for Single-Phase UPS | 1640 | 1394
ECO1PH1YOWITESY06 | 1 Year IT Expert Enabled EcoCare for Single-Phase UPS for Out of Factory Warranty Symmetra LX L06 |  |  | ECOCARE ADVANCED | Services | EcoCare for Single-Phase UPS | 1845 | 1568.25
ECO1PH1YOWITESY07 | 1 Year IT Expert Enabled EcoCare for Single-Phase UPS for Out of Factory Warranty Symmetra LX L07 |  |  | ECOCARE ADVANCED | Services | EcoCare for Single-Phase UPS | 2260 | 1921
ECO1PH1YOWITESY08 | 1 Year IT Expert Enabled EcoCare for Single-Phase UPS for Out of Factory Warranty Symmetra LX L08 |  |  | ECOCARE ADVANCED | Services | EcoCare for Single-Phase UPS | 2915 | 2477.75
ECO1PH1YWITEAC01 | 1 Year IT Expert Enabled EcoCare for Single-Phase UPS for Accessories |  |  | ECOCARE ADVANCED | Services | EcoCare for Single-Phase UPS | 134 | 113.9
ECO1PH1YWITEAC02 | 1 Year IT Expert Enabled EcoCare for Single-Phase UPS for Accessories |  |  | ECOCARE ADVANCED | Services | EcoCare for Single-Phase UPS | 134 | 113.9
ECO1PH1YWITEAC03 | 1 Year IT Expert Enabled EcoCare for Single-Phase UPS for Accessories |  |  | ECOCARE ADVANCED | Services | EcoCare for Single-Phase UPS | 170 | 144.5
ECO1PH1YWITEAC04 | 1 Year IT Expert Enabled EcoCare for Single-Phase UPS for Accessories |  |  | ECOCARE ADVANCED | Services | EcoCare for Single-Phase UPS | 299 | 254.15
ECO1PH3YFW02 | 3 Year EcoCare for Single-Phase UPS Upgrade to Factory Warranty |  |  | ECOCARE ADVANCED | Services | EcoCare for Single-Phase UPS | 528 | 448.8
ECO1PH3YFW03 | 3 Year EcoCare for Single-Phase UPS Upgrade to Factory Warranty |  |  | ECOCARE ADVANCED | Services | EcoCare for Single-Phase UPS | 688 | 584.8
ECO1PH3YFW04 | 3 Year EcoCare for Single-Phase UPS Upgrade to Factory Warranty |  |  | ECOCARE ADVANCED | Services | EcoCare for Single-Phase UPS | 1215 | 1032.75
ECO1PH3YFW05 | 3 Year EcoCare for Single-Phase UPS Upgrade to Factory Warranty |  |  | ECOCARE ADVANCED | Services | EcoCare for Single-Phase UPS | 1395 | 1185.75
ECO1PH3YFW06 | 3 Year EcoCare for Single-Phase UPS Upgrade to Factory Warranty |  |  | ECOCARE ADVANCED | Services | EcoCare for Single-Phase UPS | 2585 | 2197.25
ECO1PH3YFW07 | 3 Year EcoCare for Single-Phase UPS Upgrade to Factory Warranty |  |  | ECOCARE ADVANCED | Services | EcoCare for Single-Phase UPS | 3100 | 2635
ECO1PH3YFW08 | 3 Year EcoCare for Single-Phase UPS Upgrade to Factory Warranty |  |  | ECOCARE ADVANCED | Services | EcoCare for Single-Phase UPS | 3240 | 2754
ECO1PH3YFWITE02 | 3 Year IT Expert Enabled EcoCare for Single-Phase UPS Upgrade to Factory Warranty |  |  | ECOCARE ADVANCED | Services | EcoCare for Single-Phase UPS | 371 | 315.35
ECO1PH3YFWITE03 | 3 Year IT Expert Enabled EcoCare for Single-Phase UPS Upgrade to Factory Warranty |  |  | ECOCARE ADVANCED | Services | EcoCare for Single-Phase UPS | 479 | 407.15
ECO1PH3YFWITE04 | 3 Year IT Expert Enabled EcoCare for Single-Phase UPS Upgrade to Factory Warranty |  |  | ECOCARE ADVANCED | Services | EcoCare for Single-Phase UPS | 850 | 722.5
ECO1PH3YFWITE05 | 3 Year IT Expert Enabled EcoCare for Single-Phase UPS Upgrade to Factory Warranty |  |  | ECOCARE ADVANCED | Services | EcoCare for Single-Phase UPS | 974 | 827.9
ECO1PH3YFWITE06 | 3 Year IT Expert Enabled EcoCare for Single-Phase UPS Upgrade to Factory Warranty |  |  | ECOCARE ADVANCED | Services | EcoCare for Single-Phase UPS | 1810 | 1538.5
ECO1PH3YFWITE07 | 3 Year IT Expert Enabled EcoCare for Single-Phase UPS Upgrade to Factory Warranty |  |  | ECOCARE ADVANCED | Services | EcoCare for Single-Phase UPS | 2170 | 1844.5
ECO1PH3YFWITE08 | 3 Year IT Expert Enabled EcoCare for Single-Phase UPS Upgrade to Factory Warranty |  |  | ECOCARE ADVANCED | Services | EcoCare for Single-Phase UPS | 2270 | 1929.5
ECO1PH5YFW02 | 5 Year EcoCare for Single-Phase UPS Membership |  |  | ECOCARE ADVANCED | Services | EcoCare for Single-Phase UPS | 1150 | 977.5
ECO1PH5YFW03 | 5 Year EcoCare for Single-Phase UPS Membership |  |  | ECOCARE ADVANCED | Services | EcoCare for Single-Phase UPS | 1430 | 1215.5
ECO1PH5YFW04 | 5 Year EcoCare for Single-Phase UPS Membership |  |  | ECOCARE ADVANCED | Services | EcoCare for Single-Phase UPS | 2645 | 2248.25
ECO1PH5YFW05 | 5 Year EcoCare for Single-Phase UPS Membership |  |  | ECOCARE ADVANCED | Services | EcoCare for Single-Phase UPS | 4625 | 3931.25
ECO1PH5YFW06 | 5 Year EcoCare for Single-Phase UPS Membership |  |  | ECOCARE ADVANCED | Services | EcoCare for Single-Phase UPS | 6855 | 5826.75
ECO1PH5YFW07 | 5 Year EcoCare for Single-Phase UPS Membership |  |  | ECOCARE ADVANCED | Services | EcoCare for Single-Phase UPS | 10025 | 8521.25
ECO1PH5YFW08 | 5 Year EcoCare for Single-Phase UPS Membership |  |  | ECOCARE ADVANCED | Services | EcoCare for Single-Phase UPS | 11755 | 9991.75
ECO1PH5YFWITE02 | 5 Year IT Expert Enabled EcoCare for Single-Phase UPS Membership |  |  | ECOCARE ADVANCED | Services | EcoCare for Single-Phase UPS | 805 | 684.25
ECO1PH5YFWITE03 | 5 Year IT Expert Enabled EcoCare for Single-Phase UPS Membership |  |  | ECOCARE ADVANCED | Services | EcoCare for Single-Phase UPS | 999 | 849.15
ECO1PH5YFWITE04 | 5 Year IT Expert Enabled EcoCare for Single-Phase UPS Membership |  |  | ECOCARE ADVANCED | Services | EcoCare for Single-Phase UPS | 1855 | 1576.75
ECO1PH5YFWITE05 | 5 Year IT Expert Enabled EcoCare for Single-Phase UPS Membership |  |  | ECOCARE ADVANCED | Services | EcoCare for Single-Phase UPS | 3235 | 2749.75
ECO1PH5YFWITE06 | 5 Year IT Expert Enabled EcoCare for Single-Phase UPS Membership |  |  | ECOCARE ADVANCED | Services | EcoCare for Single-Phase UPS | 4805 | 4084.25
ECO1PH5YFWITE07 | 5 Year IT Expert Enabled EcoCare for Single-Phase UPS Membership |  |  | ECOCARE ADVANCED | Services | EcoCare for Single-Phase UPS | 7020 | 5967
ECO1PH5YFWITE08 | 5 Year IT Expert Enabled EcoCare for Single-Phase UPS Membership |  |  | ECOCARE ADVANCED | Services | EcoCare for Single-Phase UPS | 8230 | 6995.5
ECO1PH5YFWITELI12 | 5 Year IT Expert Enabled EcoCare for Single-Phase UPS Membership for Lithium-Ion UPS |  |  | ECOCARE ADVANCED | Services | EcoCare for Single-Phase UPS | 749 | 636.65
ECO1PH5YFWITELI13 | 5 Year IT Expert Enabled EcoCare for Single-Phase UPS Membership for Lithium-Ion UPS |  |  | ECOCARE ADVANCED | Services | EcoCare for Single-Phase UPS | 801 | 680.85
ECO1PH5YFWITELI14 | 5 Year IT Expert Enabled EcoCare for Single-Phase UPS Membership for Lithium-Ion UPS |  |  | ECOCARE ADVANCED | Services | EcoCare for Single-Phase UPS | 1285 | 1092.25
ECO1PH5YFWITELI15 | 5 Year IT Expert Enabled EcoCare for Single-Phase UPS Membership for Lithium-Ion UPS |  |  | ECOCARE ADVANCED | Services | EcoCare for Single-Phase UPS | 2485 | 2112.25
ECO1PH5YFWITELI16 | 5 Year IT Expert Enabled EcoCare for Single-Phase UPS Membership for Lithium-Ion UPS |  |  | ECOCARE ADVANCED | Services | EcoCare for Single-Phase UPS | 2890 | 2456.5
ECO1PH5YFWITELI17 | 5 Year IT Expert Enabled EcoCare for Single-Phase UPS Membership for Lithium-Ion UPS |  |  | ECOCARE ADVANCED | Services | EcoCare for Single-Phase UPS | 3465 | 2945.25
ECO1PH5YFWITELI18 | 5 Year IT Expert Enabled EcoCare for Single-Phase UPS Membership for Lithium-Ion UPS |  |  | ECOCARE ADVANCED | Services | EcoCare for Single-Phase UPS | 3620 | 3077
ECO1PH5YFWLI12 | 5 Year EcoCare for Single-Phase UPS Membership for Lithium-Ion UPS |  |  | ECOCARE ADVANCED | Services | EcoCare for Single-Phase UPS | 1070 | 909.5
ECO1PH5YFWLI13 | 5 Year EcoCare for Single-Phase UPS Membership for Lithium-Ion UPS |  |  | ECOCARE ADVANCED | Services | EcoCare for Single-Phase UPS | 1145 | 973.25
ECO1PH5YFWLI14 | 5 Year EcoCare for Single-Phase UPS Membership for Lithium-Ion UPS |  |  | ECOCARE ADVANCED | Services | EcoCare for Single-Phase UPS | 1835 | 1559.75
ECO1PH5YFWLI15 | 5 Year EcoCare for Single-Phase UPS Membership for Lithium-Ion UPS |  |  | ECOCARE ADVANCED | Services | EcoCare for Single-Phase UPS | 3550 | 3017.5
ECO1PH5YFWLI16 | 5 Year EcoCare for Single-Phase UPS Membership for Lithium-Ion UPS |  |  | ECOCARE ADVANCED | Services | EcoCare for Single-Phase UPS | 4125 | 3506.25
ECO1PH5YFWLI17 | 5 Year EcoCare for Single-Phase UPS Membership for Lithium-Ion UPS |  |  | ECOCARE ADVANCED | Services | EcoCare for Single-Phase UPS | 4950 | 4207.5
ECO1PH5YFWLI18 | 5 Year EcoCare for Single-Phase UPS Membership for Lithium-Ion UPS |  |  | ECOCARE ADVANCED | Services | EcoCare for Single-Phase UPS | 5170 | 4394.5
ECO1PHITETTD1 | IT Expert Enabled EcoCare for Single-Phase UPS Operator Training for L1 Troubleshooting |  |  | ECOCARE ADVANCED | Services | EcoCare for Single-Phase UPS | 1395 | 1185.75
ECRADVPFI1YSP-01 | 1 Year EcoCare Advanced Service Plan for Modular Data Center All-In-One 20KW-60KW |  |  | ECOCARE ADVANCED | Services | EcoCare for Modular Data Centers | 15550 | 13217.5
ECRADVPFI1YSP-02 | 1 Year EcoCare Advanced Service Plan for Modular Data Center All-In-One 80KW-120KW |  |  | ECOCARE ADVANCED | Services | EcoCare for Modular Data Centers | 21420 | 18207
ECRADVPFI1YSP-03 | 1 Year EcoCare Advanced Service Plan for Modular Data Center All-In-One 140KW-180KW |  |  | ECOCARE ADVANCED | Services | EcoCare for Modular Data Centers | 25210 | 21428.5
ECRADVPFI1YSP-04 | 1 Year EcoCare Advanced Service Plan for Modular Data Center All-In-One 200KW-240KW |  |  | ECOCARE ADVANCED | Services | EcoCare for Modular Data Centers | 30265 | 25725.25
ECRADVPFI3YSP-01 | 3 Year EcoCare Advanced Service Plan for Modular Data Center All-In-One 20KW-60KW |  |  | ECOCARE ADVANCED | Services | EcoCare for Modular Data Centers | 45245 | 38458.25
ECRADVPFI3YSP-02 | 3 Year EcoCare Advanced Service Plan for Modular Data Center All-In-One 80KW-120KW |  |  | ECOCARE ADVANCED | Services | EcoCare for Modular Data Centers | 62320 | 52972
ECRADVPFI3YSP-03 | 3 Year EcoCare Advanced Service Plan for Modular Data Center All-In-One 140KW-180KW |  |  | ECOCARE ADVANCED | Services | EcoCare for Modular Data Centers | 73350 | 62347.5
ECRADVPFI3YSP-04 | 3 Year EcoCare Advanced Service Plan for Modular Data Center All-In-One 200KW-240KW |  |  | ECOCARE ADVANCED | Services | EcoCare for Modular Data Centers | 88060 | 74851
ECRADVPFI5YSP-01 | 5 Year EcoCare Advanced Service Plan for Modular Data Center All-In-One 20KW-60KW |  |  | ECOCARE ADVANCED | Services | EcoCare for Modular Data Centers | 73850 | 62772.5
ECRADVPFI5YSP-02 | 5 Year EcoCare Advanced Service Plan for Modular Data Center All-In-One 80KW-120KW |  |  | ECOCARE ADVANCED | Services | EcoCare for Modular Data Centers | 101730 | 86470.5
ECRADVPFI5YSP-03 | 5 Year EcoCare Advanced Service Plan for Modular Data Center All-In-One 140KW-180KW |  |  | ECOCARE ADVANCED | Services | EcoCare for Modular Data Centers | 119735 | 101774.75
ECRADVPFI5YSP-04 | 5 Year EcoCare Advanced Service Plan for Modular Data Center All-In-One 200KW-240KW |  |  | ECOCARE ADVANCED | Services | EcoCare for Modular Data Centers | 143740 | 122179
ECRADVPFP1YSP-01 | 1 Year EcoCare Advanced Service Plan for Modular Data Center Power Module 250KW-750KW |  |  | ECOCARE ADVANCED | Services | EcoCare for Modular Data Centers | 20155 | 17131.75
ECRADVPFP1YSP-02 | 1 Year EcoCare Advanced Service Plan for Modular Data Center Power Module 1000KW-1500KW |  |  | ECOCARE ADVANCED | Services | EcoCare for Modular Data Centers | 23945 | 20353.25
ECRADVPFP1YSP-03 | 1 Year EcoCare Advanced Service Plan for Modular Data Center Power Module 1750KW-2000KW+ |  |  | ECOCARE ADVANCED | Services | EcoCare for Modular Data Centers | 37210 | 31628.5
ECRADVPFP3YSP-01 | 3 Year EcoCare Advanced Service Plan for Modular Data Center Power Module 250KW-750KW |  |  | ECOCARE ADVANCED | Services | EcoCare for Modular Data Centers | 58645 | 49848.25
ECRADVPFP3YSP-02 | 3 Year EcoCare Advanced Service Plan for Modular Data Center Power Module 1000KW-1500KW |  |  | ECOCARE ADVANCED | Services | EcoCare for Modular Data Centers | 69675 | 59223.75
ECRADVPFP3YSP-03 | 3 Year EcoCare Advanced Service Plan for Modular Data Center Power Module 1750KW-2000KW+ |  |  | ECOCARE ADVANCED | Services | EcoCare for Modular Data Centers | 108280 | 92038
ECRADVPFP5YSP-01 | 5 Year EcoCare Advanced Service Plan for Modular Data Center Power Module 250KW-750KW |  |  | ECOCARE ADVANCED | Services | EcoCare for Modular Data Centers | 95725 | 81366.25
ECRADVPFP5YSP-02 | 5 Year EcoCare Advanced Service Plan for Modular Data Center Power Module 1000KW-1500KW |  |  | ECOCARE ADVANCED | Services | EcoCare for Modular Data Centers | 113730 | 96670.5
ECRADVPFP5YSP-03 | 5 Year EcoCare Advanced Service Plan for Modular Data Center Power Module 1750KW-2000KW+ |  |  | ECOCARE ADVANCED | Services | EcoCare for Modular Data Centers | 176745 | 150233.25
ECRAOTPF-I | EcoCare advanced operator training, All in One Module |  |  | Unknown | Services | EcoCare for Modular Data Centers | 11610 | 9868.5
ECRAOTPF-P | EcoCare advanced operator training, Power Module |  |  | Unknown | Services | EcoCare for Modular Data Centers | 11610 | 9868.5
ECRESSPFI1YSP-01 | 1 Year EcoCare Essential Service Plan for Modular Data Center All-In-One 20KW-60KW |  |  | ECOCARE ESSENTIAL | Services | EcoCare for Modular Data Centers | 9255 | 7866.75
ECRESSPFI1YSP-02 | 1 Year EcoCare Essential Service Plan for Modular Data Center All-In-One 80KW-120KW |  |  | ECOCARE ESSENTIAL | Services | EcoCare for Modular Data Centers | 10620 | 9027
ECRESSPFI1YSP-03 | 1 Year EcoCare Essential Service Plan for Modular Data Center All-In-One 140KW-180KW |  |  | ECOCARE ESSENTIAL | Services | EcoCare for Modular Data Centers | 12145 | 10323.25
ECRESSPFI1YSP-04 | 1 Year EcoCare Essential Service Plan for Modular Data Center All-In-One 200KW-240KW |  |  | ECOCARE ESSENTIAL | Services | EcoCare for Modular Data Centers | 13665 | 11615.25
ECRESSPFI3YSP-01 | 3 Year EcoCare Essential Service Plan for Modular Data Center All-In-One 20KW-60KW |  |  | ECOCARE ESSENTIAL | Services | EcoCare for Modular Data Centers | 26915 | 22877.75
ECRESSPFI3YSP-02 | 3 Year EcoCare Essential Service Plan for Modular Data Center All-In-One 80KW-120KW |  |  | ECOCARE ESSENTIAL | Services | EcoCare for Modular Data Centers | 30900 | 26265
ECRESSPFI3YSP-03 | 3 Year EcoCare Essential Service Plan for Modular Data Center All-In-One 140KW-180KW |  |  | ECOCARE ESSENTIAL | Services | EcoCare for Modular Data Centers | 35335 | 30034.75
ECRESSPFI3YSP-04 | 3 Year EcoCare Essential Service Plan for Modular Data Center All-In-One 200KW-240KW |  |  | ECOCARE ESSENTIAL | Services | EcoCare for Modular Data Centers | 39755 | 33791.75
ECRESSPFI5YSP-01 | 5 Year EcoCare Essential Service Plan for Modular Data Center All-In-One 20KW-60KW |  |  | ECOCARE ESSENTIAL | Services | EcoCare for Modular Data Centers | 43930 | 37340.5
ECRESSPFI5YSP-02 | 5 Year EcoCare Essential Service Plan for Modular Data Center All-In-One 80KW-120KW |  |  | ECOCARE ESSENTIAL | Services | EcoCare for Modular Data Centers | 50440 | 42874
ECRESSPFI5YSP-03 | 5 Year EcoCare Essential Service Plan for Modular Data Center All-In-One 140KW-180KW |  |  | ECOCARE ESSENTIAL | Services | EcoCare for Modular Data Centers | 57675 | 49023.75
ECRESSPFI5YSP-04 | 5 Year EcoCare Essential Service Plan for Modular Data Center All-In-One 200KW-240KW |  |  | ECOCARE ESSENTIAL | Services | EcoCare for Modular Data Centers | 64895 | 55160.75
ECRESSPFP1YSP-01 | 1 Year EcoCare Essential Service Plan for Modular Data Center Power Module 250KW-750KW |  |  | ECOCARE ESSENTIAL | Services | EcoCare for Modular Data Centers | 14430 | 12265.5
ECRESSPFP1YSP-02 | 1 Year EcoCare Essential Service Plan for Modular Data Center Power Module 1000KW-1500KW |  |  | ECOCARE ESSENTIAL | Services | EcoCare for Modular Data Centers | 17475 | 14853.75
ECRESSPFP1YSP-03 | 1 Year EcoCare Essential Service Plan for Modular Data Center Power Module 1750KW-2000KW+ |  |  | ECOCARE ESSENTIAL | Services | EcoCare for Modular Data Centers | 28135 | 23914.75
ECRESSPFP3YSP-01 | 3 Year EcoCare Essential Service Plan for Modular Data Center Power Module 250KW-750KW |  |  | ECOCARE ESSENTIAL | Services | EcoCare for Modular Data Centers | 41980 | 35683
ECRESSPFP3YSP-02 | 3 Year EcoCare Essential Service Plan for Modular Data Center Power Module 1000KW-1500KW |  |  | ECOCARE ESSENTIAL | Services | EcoCare for Modular Data Centers | 50840 | 43214
ECRESSPFP3YSP-03 | 3 Year EcoCare Essential Service Plan for Modular Data Center Power Module 1750KW-2000KW+ |  |  | ECOCARE ESSENTIAL | Services | EcoCare for Modular Data Centers | 81860 | 69581
ECRESSPFP5YSP-01 | 5 Year EcoCare Essential Service Plan for Modular Data Center Power Module 250KW-750KW |  |  | ECOCARE ESSENTIAL | Services | EcoCare for Modular Data Centers | 68520 | 58242
ECRESSPFP5YSP-02 | 5 Year EcoCare Essential Service Plan for Modular Data Center Power Module 1000KW-1500KW |  |  | ECOCARE ESSENTIAL | Services | EcoCare for Modular Data Centers | 82985 | 70537.25
ECRESSPFP5YSP-03 | 5 Year EcoCare Essential Service Plan for Modular Data Center Power Module 1750KW-2000KW+ |  |  | ECOCARE ESSENTIAL | Services | EcoCare for Modular Data Centers | 133615 | 113572.75
ECRFSRCLE1Y | EcoCare Cooling Expertise and on-boarding for new Modular Data Center during first year |  |  | Unknown | Services | EcoCare for Modular Data Centers | 4645 | 3948.25
ECRLVRFPF-A | EcoCare retrofit service for Low Voltage Panel with CTs, Installation and Configuration |  |  | Unknown | Services | EcoCare for Modular Data Centers | 11610 | 9868.5
ECRLVRFPF-B | EcoCare retrofit service for Low Voltage Panel, wiring existing panel for Communication |  |  | Unknown | Services | EcoCare for Modular Data Centers | 5805 | 4934.25
ECRPADVPFI1YSP-01 | 1 Year EcoCare Plus Advanced Service Plan for Modular Data Center All-In-One 20KW-60KW |  |  | ECOCARE+ ADVANCED | Services | EcoCare for Modular Data Centers | 42825 | 36401.25
ECRPADVPFI1YSP-02 | 1 Year EcoCare Plus Advanced Service Plan for Modular Data Center All-In-One 80KW-120KW |  |  | ECOCARE+ ADVANCED | Services | EcoCare for Modular Data Centers | 54705 | 46499.25
ECRPADVPFI1YSP-03 | 1 Year EcoCare Plus Advanced Service Plan for Modular Data Center All-In-One 140KW-180KW |  |  | ECOCARE+ ADVANCED | Services | EcoCare for Modular Data Centers | 65250 | 55462.5
ECRPADVPFI1YSP-04 | 1 Year EcoCare Plus Advanced Service Plan for Modular Data Center All-In-One 200KW-240KW |  |  | ECOCARE+ ADVANCED | Services | EcoCare for Modular Data Centers | 76950 | 65407.5
ECRPADVPFI3YSP-01 | 3 Year EcoCare Plus Advanced Service Plan for Modular Data Center All-In-One 20KW-60KW |  |  | ECOCARE+ ADVANCED | Services | EcoCare for Modular Data Centers | 124610 | 105918.5
ECRPADVPFI3YSP-02 | 3 Year EcoCare Plus Advanced Service Plan for Modular Data Center All-In-One 80KW-120KW |  |  | ECOCARE+ ADVANCED | Services | EcoCare for Modular Data Centers | 159185 | 135307.25
ECRPADVPFI3YSP-03 | 3 Year EcoCare Plus Advanced Service Plan for Modular Data Center All-In-One 140KW-180KW |  |  | ECOCARE+ ADVANCED | Services | EcoCare for Modular Data Centers | 189875 | 161393.75
ECRPADVPFI3YSP-04 | 3 Year EcoCare Plus Advanced Service Plan for Modular Data Center All-In-One 200KW-240KW |  |  | ECOCARE+ ADVANCED | Services | EcoCare for Modular Data Centers | 223920 | 190332
ECRPADVPFI5YSP-01 | 5 Year EcoCare Plus Advanced Service Plan for Modular Data Center All-In-One 20KW-60KW |  |  | ECOCARE+ ADVANCED | Services | EcoCare for Modular Data Centers | 203400 | 172890
ECRPADVPFI5YSP-02 | 5 Year EcoCare Plus Advanced Service Plan for Modular Data Center All-In-One 80KW-120KW |  |  | ECOCARE+ ADVANCED | Services | EcoCare for Modular Data Centers | 259835 | 220859.75
ECRPADVPFI5YSP-03 | 5 Year EcoCare Plus Advanced Service Plan for Modular Data Center All-In-One140KW-180KW |  |  | ECOCARE+ ADVANCED | Services | EcoCare for Modular Data Centers | 309940 | 263449
ECRPADVPFI5YSP-04 | 5 Year EcoCare Plus Advanced Service Plan for Modular Data Center All-In-One 200KW-240KW |  |  | ECOCARE+ ADVANCED | Services | EcoCare for Modular Data Centers | 365500 | 310675
ECRPADVPFP1YSP-01 | 1 Year EcoCare Plus Advanced Service Plan for Modular Data Center Power Module 250KW-750KW |  |  | ECOCARE+ ADVANCED | Services | EcoCare for Modular Data Centers | 60365 | 51310.25
ECRPADVPFP1YSP-02 | 1 Year EcoCare Plus Advanced Service Plan for Modular Data Center Power Module 1000KW-1500KW |  |  | ECOCARE+ ADVANCED | Services | EcoCare for Modular Data Centers | 77170 | 65594.5
ECRPADVPFP1YSP-03 | 1 Year EcoCare Plus Advanced Service Plan for Modular Data Center Power Module 1750KW-2000KW+ |  |  | ECOCARE+ ADVANCED | Services | EcoCare for Modular Data Centers | 120010 | 102008.5
ECRPADVPFP3YSP-01 | 3 Year EcoCare Plus Advanced Service Plan for Modular Data Center Power Module250KW-750KW |  |  | ECOCARE+ ADVANCED | Services | EcoCare for Modular Data Centers | 175655 | 149306.75
ECRPADVPFP3YSP-02 | 3 Year EcoCare Plus Advanced Service Plan for Modular Data Center Power Module 1000KW-1500KW |  |  | ECOCARE+ ADVANCED | Services | EcoCare for Modular Data Centers | 224560 | 190876
ECRPADVPFP3YSP-03 | 3 Year EcoCare Plus Advanced Service Plan for Modular Data Center Power Module 1750KW-2000KW+ |  |  | ECOCARE+ ADVANCED | Services | EcoCare for Modular Data Centers | 349230 | 296845.5
ECRPADVPFP5YSP-01 | 5 Year EcoCare Plus Advanced Service Plan for Modular Data Center Power Module 250KW-750KW |  |  | ECOCARE+ ADVANCED | Services | EcoCare for Modular Data Centers | 286725 | 243716.25
ECRPADVPFP5YSP-02 | 5 Year EcoCare Plus Advanced Service Plan for Modular Data Center Power Module 1000KW-1500KW |  |  | ECOCARE+ ADVANCED | Services | EcoCare for Modular Data Centers | 366550 | 311567.5
ECRPADVPFP5YSP-03 | 5 Year EcoCare Plus Advanced Service Plan for Modular Data Center Power Module 1750KW-2000KW+ |  |  | ECOCARE+ ADVANCED | Services | EcoCare for Modular Data Centers | 570045 | 484538.25
ECRPFUPGCLPMV1Y | EcoCare Cooling Only Preventive Maintenance for Modular Data Center, 1yr |  |  | Unknown | Services | EcoCare for Modular Data Centers | 4645 | 3948.25
ECRPFUPGCLPMV3Y | EcoCare Cooling Only Preventive Maintenance for Modular Data Center, 3yr |  |  | Unknown | Services | EcoCare for Modular Data Centers | 13510 | 11483.5
ECRPFUPGCLPMV5Y | EcoCare Cooling Only Preventive Maintenance for Modular Data Center, 5yr |  |  | Unknown | Services | EcoCare for Modular Data Centers | 22055 | 18746.75
ECRPFUPGFSR2H1Y | EcoCare System Level 2H SLA Upgrade for Modular Data Center, 1 yr |  |  | Unknown | Services | EcoCare for Modular Data Centers | 4065 | 3455.25
ECRPFUPGFSR2H3Y | EcoCare System Level 2H SLA Upgrade for Modular Data Center, 3 yr |  |  | Unknown | Services | EcoCare for Modular Data Centers | 11825 | 10051.25
ECRPFUPGFSR4H1Y | EcoCare System Level 4H SLA Upgrade for Modular Data Center, 1 yr |  |  | Unknown | Services | EcoCare for Modular Data Centers | 3455 | 2936.75
ECRPFUPGFSR4H3Y | EcoCare System Level 4H SLA Upgrade for Modular Data Center, 3 yr |  |  | Unknown | Services | EcoCare for Modular Data Centers | 10050 | 8542.5
ECRPFUPGFSR4H5Y | EcoCare System Level 4H SLA Upgrade for Modular Data Center, 5 yr |  |  | Unknown | Services | EcoCare for Modular Data Centers | 16405 | 13944.25
ECRPFUPGFSR8H1Y | EcoCare System Level 8H SLA Upgrade for Modular Data Center, 1 yr |  |  | Unknown | Services | EcoCare for Modular Data Centers | 2035 | 1729.75
ECRPFUPGFSR8H3Y | EcoCare System Level 8H SLA Upgrade for Modular Data Center, 3 yr |  |  | Unknown | Services | EcoCare for Modular Data Centers | 5915 | 5027.75
ECRPFUPGFSR8H5Y | EcoCare System Level 8H SLA Upgrade for Modular Data Center, 5 yr |  |  | Unknown | Services | EcoCare for Modular Data Centers | 9650 | 8202.5
ECRPFUPGPMV1Y | EcoCare System Level Preventive Maintenance for Modular Data Center, 1 yr |  |  | Unknown | Services | EcoCare for Modular Data Centers | 5805 | 4934.25
ECRPFUPGPMV3Y | EcoCare System Level Preventive Maintenance for Modular Data Center, 3 yr |  |  | Unknown | Services | EcoCare for Modular Data Centers | 16890 | 14356.5
ECRPFUPGPMV5Y | EcoCare System Level Preventive Maintenance for Modular Data Center, 5 yr |  |  | Unknown | Services | EcoCare for Modular Data Centers | 27570 | 23434.5
ECRPFUPGUPSPMV1Y | EcoCare UPS Only Preventive Maintenance for Modular Data Center, 1yr |  |  | Unknown | Services | EcoCare for Modular Data Centers | 4645 | 3948.25
ECRPFUPGUPSPMV3Y | EcoCare UPS Only Preventive Maintenance for Modular Data Center, 3yr |  |  | Unknown | Services | EcoCare for Modular Data Centers | 13510 | 11483.5
ECRPFUPGUPSPMV5Y | EcoCare UPS Only Preventive Maintenance for Modular Data Center, 5yr |  |  | Unknown | Services | EcoCare for Modular Data Centers | 22055 | 18746.75
ECRPFUPGWE1Y | EcoCare System Level Warranty Extension for Modular Data Center, 1 yr |  |  | Unknown | Services | EcoCare for Modular Data Centers | Call for Quote | Call for Quote
ECRPFUPGWE3Y | EcoCare System Level Warranty Extension for Modular Data Center, 3 yr |  |  | Unknown | Services | EcoCare for Modular Data Centers | Call for Quote | Call for Quote
ECRPFUPGWE5Y | EcoCare System Level Warranty Extension for Modular Data Center, 5 yr |  |  | Unknown | Services | EcoCare for Modular Data Centers | Call for Quote | Call for Quote
ECRRFPF-C | EcoCare retrofit service for Gateway Installation and Configuration (Existing Monitoring) |  |  | Unknown | Services | EcoCare for Modular Data Centers | 5805 | 4934.25
ECRRFPF-N | EcoCare retrofit service for Network and Gateway, Installation and Configuration (No Existing Monitoring) |  |  | Unknown | Services | EcoCare for Modular Data Centers | 11610 | 9868.5
EVNETCOMM1 | (1) Year Commercial Service Plan |  |  | EV CHARGING INFRASTRUC - PREVC - EMHD | Services | Advantage Service Plan for 3-Phase UPS | 658 | 559.3
EVNETCOMM2 | (2) Year Commercial Service Plan |  |  | EV CHARGING INFRASTRUC - PREVC - EMHD | Services | Advantage Service Plan for 3-Phase UPS | 989 | 840.65
EVNETCOMM3 | (3) Year Commercial Service Plan |  |  | EV CHARGING INFRASTRUC - PREVC - EMHD | Services | Advantage Service Plan for 3-Phase UPS | 1390 | 1181.5
EVNETCOMMREN1 | (1) Year Commercial Service Plan Renewal |  |  | EV CHARGING INFRASTRUC - PREVC - EMHD | Services | Advantage Service Plan for 3-Phase UPS | 503 | 427.55
EVNETCOMMREN2 | (2) Year Commercial Service Plan Renewal |  |  | EV CHARGING INFRASTRUC - PREVC - EMHD | Services | Advantage Service Plan for 3-Phase UPS | 989 | 840.65
EVNETCOMMREN3 | (3) Year Commercial Service Plan Renewal |  |  | EV CHARGING INFRASTRUC - PREVC - EMHD | Services | Advantage Service Plan for 3-Phase UPS | 1390 | 1181.5
EVNETSP1 | (1) Year Service Provider Service Plan |  |  | MCCBS EARTH LEAKAGE AND SWITCHES - PPCCB - EMPP | Services | Advantage Service Plan for 3-Phase UPS | 1855 | 1576.75
EVNETSP2 | (2) Year Service Provider Service Plan |  |  | MCCBS EARTH LEAKAGE AND SWITCHES - PPCCB - EMPP | Services | Advantage Service Plan for 3-Phase UPS | 3315 | 2817.75
EVNETSP3 | (3) Year Service Provider Service Plan |  |  | MCCBS EARTH LEAKAGE AND SWITCHES - PPCCB - EMPP | Services | Advantage Service Plan for 3-Phase UPS | 4700 | 3995
EVNETSPREN1 | (1) Year Service Provider Service Plan Renewal |  |  | MCCBS EARTH LEAKAGE AND SWITCHES - PPCCB - EMPP | Services | Advantage Service Plan for 3-Phase UPS | 1855 | 1576.75
EVNETSPREN2 | (2) Year Service Provider Service Plan Renewal |  |  | MCCBS EARTH LEAKAGE AND SWITCHES - PPCCB - EMPP | Services | Advantage Service Plan for 3-Phase UPS | 3315 | 2817.75
EVNETSPREN3 | (3) Year Service Provider Service Plan Renewal |  |  | MCCBS EARTH LEAKAGE AND SWITCHES - PPCCB - EMPP | Services | Advantage Service Plan for 3-Phase UPS | 4700 | 3995
FSC1004 | EcoConsult Audit for Single-Phase UPS, 1-10 Closets, Up to 25 Assets per site |  |  | AUDIT & ASSESSMENT | Services | EcoCare for Single-Phase UPS | 1555 | 1321.75
FSC1008 | EcoConsult Audit for Single-Phase UPS, 11-20 Closets, Up to 50 Assets per site |  |  | AUDIT & ASSESSMENT | Services | EcoCare for Single-Phase UPS | 2585 | 2197.25
FSC1012 | EcoConsult Audit for Single-Phase UPS, 21-30 Closets, Up to 75 Assets per site |  |  | AUDIT & ASSESSMENT | Services | EcoCare for Single-Phase UPS | 4140 | 3519
FSC1016 | EcoConsult Audit for Single-Phase UPS, 31-40 Closets, Up to 100 Assets per site |  |  | AUDIT & ASSESSMENT | Services | EcoCare for Single-Phase UPS | 5175 | 4398.75
NBSP0141 | APC NetBotz Full-Year Extended Warranty Renewal- 3xx/4xx models - Single-Appliance Pack |  |  | SP POWER HBN WARR EXT | Services | Extended Warranties - Critical Power & Cooling | 407 | 345.95
NBSP0142 | APC NetBotz Full-Year Extended Warranty Renewal - 3xx/4xx models - Five-Appliance Pack |  |  | SP POWER HBN WARR EXT | Services | Extended Warranties - Critical Power & Cooling | 1860 | 1581
NBSP0231 | APC NetBotz 21-Month Bridge Sftwr & Support Warranty - 500 models - Single-Appliance Pack |  |  | SP POWER HBN WARR EXT | Services | Extended Warranties - Critical Power & Cooling | 641 | 544.85
QWBATT | Non CPCS Replacement Battery |  |  | BATT REPL 3PH | Services | Battery Replacement Services | Call for Quote | Call for Quote
QWBATTDISP | Battery Disposal Service |  |  | BATT REPL 3PH | Services | Battery Replacement Services | Call for Quote | Call for Quote
QWBR | Battery Replacement Service |  |  | BATT REPL 3PH | Services | Battery Replacement Services | Call for Quote | Call for Quote
QWPFENG | Prefab Engineering Services 3rd Party |  |  | PREFAB INSTALL SVCS | Services | Advantage Service Plan for 3-Phase UPS | Call for Quote | Call for Quote
SE365C-DIGI | EcoStruxure Asset Advisor (IT) License for 365 Credits |  |  | ASSET ADV SP&C | Services | EcoStruxure Asset Advisor | 549 | 466.65
WACINCAP-E6-C1 | (1) Complete AC Input Capacitor Replacement Service Labor for (1) EPS 6000 UPS 150-500 kVA |  |  | PROACTIVE SRV & INSP | Services | On-demand Services | 3725 | 3166.25
WACINCAP-E6-C2 | (1) Complete AC Input Capacitor Replacement Service Labor for (1) EPS 6000 UPS 750-800 kVA |  |  | PROACTIVE SRV & INSP | Services | On-demand Services | 4260 | 3621
WACINCAP-E7-00 | (1) Complete AC Input Capacitor Replacement Service Labor for (1) EPS 7000 UPS |  |  | PROACTIVE SRV & INSP | Services | On-demand Services | 3605 | 3064.25
WACINCAP-G4-00 | (1) Complete AC Input Capacitor Replacement Service Labor for (1) Galaxy 4000 UPS |  |  | PROACTIVE SRV & INSP | Services | On-demand Services | 1970 | 1674.5
WACOUTCAP-E6-C1 | (1) Complete AC Output Capacitor Replacement Service Labor for (1) EPS 6000 UPS 150-500 kVA |  |  | PROACTIVE SRV & INSP | Services | On-demand Services | 3725 | 3166.25
WACOUTCAP-E6-C2 | (1) Complete AC Output Capacitor Replacement Service Labor for (1) EPS 6000 UPS 750-800 kVA |  |  | PROACTIVE SRV & INSP | Services | On-demand Services | 4260 | 3621
WACOUTCAP-E7-00 | (1) Complete AC Output Capacitor Replacement Service Labor for (1) EPS 7000 UPS |  |  | PROACTIVE SRV & INSP | Services | On-demand Services | 3605 | 3064.25
WACOUTCAP-E8-00 | (1) Complete AC Output Capacitor Replacement Service Labor for (1) EPS 8000 UPS |  |  | PROACTIVE SRV & INSP | Services | On-demand Services | 4280 | 3638
WACOUTCAP-G4-00 | (1) Complete AC Output Capacitor Replacement Service Labor for (1) Galaxy 4000 UPS |  |  | PROACTIVE SRV & INSP | Services | On-demand Services | 1765 | 1500.25
WADV1PEAA | 1 Yr Advantage EAA Prevent Service Plan for (1) 1P UPS up to 10kVA |  |  | ASSET ADV SP&C | Services | EcoStruxure Asset Advisor | 261 | 221.85
WADV1PWPM-SU-06 | 1 Year NBD 1P Advantage Plan with (1) Preventive Maintenance Visit for Smart-UPS 8K-10K |  |  | 1PH CLASSIC CONTRACT | Services | Advantage Service Plan for 3-Phase UPS | 3945 | 3353.25
WADVEAA-AA-01 | 1 Yr Advantage EAA Prevent Service Plan for (1) 1 or 3P UPS 10 - 40kVA, Batt Frm, PDU or Acc. |  |  | ASSET ADV SP&C | Services | EcoStruxure Asset Advisor | 299 | 254.15
WADVEAA-AA-02 | 1 Yr Advantage EAA Prevent Service Plan for (1) 3P UPS 41 to 150kVA |  |  | ASSET ADV SP&C | Services | EcoStruxure Asset Advisor | 339 | 288.15
WADVEAA-AA-03 | 1 Yr Advantage EAA Prevent Service Plan for (1) 3P UPS 151 to 500kVA |  |  | ASSET ADV SP&C | Services | EcoStruxure Asset Advisor | 359 | 305.15
WADVEAA-AA-04 | 1 Yr Advantage EAA Prevent Service Plan for (1) 3P UPS 501kVA or greater |  |  | ASSET ADV SP&C | Services | EcoStruxure Asset Advisor | 359 | 305.15
WADVEAA-AX-00 | 1 Yr Advantage EAA Prevent Service Plan for (1) In Row Cooling Unit |  |  | ASSET ADV SP&C | Services | EcoStruxure Asset Advisor | 339 | 288.15
WADVEAA-TP-00 | 1 Yr Advantage EAA Prevent Service Plan for (1) Third Party Device |  |  | ASSET ADV SP&C | Services | EcoStruxure Asset Advisor | 261 | 221.85
WADVEAA-UF-00 | 1 Yr Advantage EAA Prevent Service Plan for (1) In Room Cooling Unit |  |  | ASSET ADV SP&C | Services | EcoStruxure Asset Advisor | 339 | 288.15
WADVEAAC-UF-00 | 1 Yr Advantage EAA Prevent Service Plan for (1) Chiller |  |  | ASSET ADV SP&C | Services | EcoStruxure Asset Advisor | 359 | 305.15
WADVPLN1P-SPL-15 | 1 Year Advantage Plan for Li-Ion Smart-UPS L15 |  |  | 1PH CLASSIC CONTRACT | Services | Advantage Service Plan for 3-Phase UPS | 2760 | 2346
WADVPLN1P-SPL-16 | 1 Year Advantage Plan for Li-Ion Smart-UPS L16 |  |  | 1PH CLASSIC CONTRACT | Services | Advantage Service Plan for 3-Phase UPS | 3105 | 2639.25
WADVPLN1P-SPL-17 | 1 Year Advantage Plan for Li-Ion Smart-UPS L17 |  |  | 1PH CLASSIC CONTRACT | Services | Advantage Service Plan for 3-Phase UPS | 3795 | 3225.75
WADVPLN1P-SPL-18 | 1 Year Advantage Plan for Li-Ion Smart-UPS L18 |  |  | 1PH CLASSIC CONTRACT | Services | Advantage Service Plan for 3-Phase UPS | 4530 | 3850.5
WADVPLN1P-SU-05 | 1 Year NBD 1P Advantage Plan for Smart-UPS 5K-7K |  |  | 1PH CLASSIC CONTRACT | Services | Advantage Service Plan for 3-Phase UPS | 1700 | 1445
WADVPLN1P-SU-06 | 1 Year NBD 1P Advantage Plan for Smart-UPS 8K-10K |  |  | 1PH CLASSIC CONTRACT | Services | Advantage Service Plan for 3-Phase UPS | 1945 | 1653.25
WADVPLN1P-SU-07 | 1 Year NBD 1P Advantage Plan for Smart-UPS 15K |  |  | 1PH CLASSIC CONTRACT | Services | Advantage Service Plan for 3-Phase UPS | 2350 | 1997.5
WADVPLN1P-SU-08 | 1 Year NBD 1P Advantage Plan for Smart-UPS 20K |  |  | 1PH CLASSIC CONTRACT | Services | Advantage Service Plan for 3-Phase UPS | 3100 | 2635
WADVPLN1P-SY-05 | 1 Year NBD 1P Advantage Plan for Symmetra |  |  | 1PH CLASSIC CONTRACT | Services | Advantage Service Plan for 3-Phase UPS | 2130 | 1810.5
WADVPLN1P-SY-06 | 1 Year NBD 1P Advantage Plan for Symmetra |  |  | 1PH CLASSIC CONTRACT | Services | Advantage Service Plan for 3-Phase UPS | 2395 | 2035.75
WADVPLN1P-SY-07 | 1 Year NBD 1P Advantage Plan for Symmetra |  |  | 1PH CLASSIC CONTRACT | Services | Advantage Service Plan for 3-Phase UPS | 2935 | 2494.75
WADVPLN1P-SY-08 | 1 Year NBD 1P Advantage Plan for Symmetra |  |  | 1PH CLASSIC CONTRACT | Services | Advantage Service Plan for 3-Phase UPS | 3470 | 2949.5
WADVPLUS1AISP-01 | Advantage Plus Service Plan for All-In-One with Easy 3S, DX cooling, up to 20KW |  |  | PREFAB CLSSC CONTRACT | Services | Advantage Service Plan for 3-Phase UPS | 38250 | 32512.5
WADVPLUS1AISP-02 | Advantage Plus Service Plan for All-In-One with Easy 3S, DX cooling, up to 40KW |  |  | PREFAB CLSSC CONTRACT | Services | Advantage Service Plan for 3-Phase UPS | 46600 | 39610
WADVPLUS1BISP-01 | Advantage Plus Service Plan for All-In-One with Easy 3S, CW cooling, up to 20KW |  |  | PREFAB CLSSC CONTRACT | Services | Advantage Service Plan for 3-Phase UPS | 23345 | 19843.25
WADVPLUS1BISP-02 | Advantage Plus Service Plan for All-In-One with Easy 3S, CW cooling, up to 40KW |  |  | PREFAB CLSSC CONTRACT | Services | Advantage Service Plan for 3-Phase UPS | 26330 | 22380.5
WADVPLUS2AISP-01 | Advantage Plus Service Plan for All-In-One with Symmetra PX, DX cooling, up to 20KW |  |  | PREFAB CLSSC CONTRACT | Services | Advantage Service Plan for 3-Phase UPS | 38800 | 32980
WADVPLUS2AISP-02 | Advantage Plus Service Plan for All-In-One with Symmetra PX, DX cooling, up to 40KW |  |  | PREFAB CLSSC CONTRACT | Services | Advantage Service Plan for 3-Phase UPS | 48960 | 41616
WADVPLUS2AISP-03 | Advantage Plus Service Plan for All-In-One with Symmetra PX, DX cooling, up to 60KW |  |  | PREFAB CLSSC CONTRACT | Services | Advantage Service Plan for 3-Phase UPS | 44435 | 37769.75
WADVPLUS2AISP-04 | Advantage Plus Service Plan for All-In-One with Symmetra PX, DX cooling, up to 80KW |  |  | PREFAB CLSSC CONTRACT | Services | Advantage Service Plan for 3-Phase UPS | 54380 | 46223
WADVPLUS2AISP-05 | Advantage Plus Service Plan for All-In-One with Symmetra PX, DX cooling, up to 100KW |  |  | PREFAB CLSSC CONTRACT | Services | Advantage Service Plan for 3-Phase UPS | 61390 | 52181.5
WADVPLUS2AISP-06 | Advantage Plus Service Plan for All-In-One with Symmetra PX, DX cooling, up to 120KW |  |  | PREFAB CLSSC CONTRACT | Services | Advantage Service Plan for 3-Phase UPS | 65525 | 55696.25
WADVPLUS2AISP-07 | Advantage Plus Service Plan for All-In-One with Symmetra PX, DX cooling, up to 140KW |  |  | PREFAB CLSSC CONTRACT | Services | Advantage Service Plan for 3-Phase UPS | 65525 | 55696.25
WADVPLUS2AISP-08 | Advantage Plus Service Plan for All-In-One with Symmetra PX, DX cooling, up to 160KW |  |  | PREFAB CLSSC CONTRACT | Services | Advantage Service Plan for 3-Phase UPS | 73810 | 62738.5
WADVPLUS2BISP-01 | Advantage Plus Service Plan for All-In-One with Symmetra PX, CW cooling, up to 20KW |  |  | PREFAB CLSSC CONTRACT | Services | Advantage Service Plan for 3-Phase UPS | 29225 | 24841.25
WADVPLUS2BISP-02 | Advantage Plus Service Plan for All-In-One with Symmetra PX, CW cooling, up to 40KW |  |  | PREFAB CLSSC CONTRACT | Services | Advantage Service Plan for 3-Phase UPS | 30600 | 26010
WADVPLUS2BISP-03 | Advantage Plus Service Plan for All-In-One with Symmetra PX, CW cooling, up to 60KW |  |  | PREFAB CLSSC CONTRACT | Services | Advantage Service Plan for 3-Phase UPS | 38905 | 33069.25
WADVPLUS2BISP-04 | Advantage Plus Service Plan for All-In-One with Symmetra PX, CW cooling, up to 80KW |  |  | PREFAB CLSSC CONTRACT | Services | Advantage Service Plan for 3-Phase UPS | 38270 | 32529.5
WADVPLUS2BISP-05 | Advantage Plus Service Plan for All-In-One with Symmetra PX, CW cooling, up to 100KW |  |  | PREFAB CLSSC CONTRACT | Services | Advantage Service Plan for 3-Phase UPS | 38270 | 32529.5
WADVPLUS2BISP-06 | Advantage Plus Service Plan for All-In-One with Symmetra PX, CW cooling, up to 120KW |  |  | PREFAB CLSSC CONTRACT | Services | Advantage Service Plan for 3-Phase UPS | 40455 | 34386.75
WADVPLUS2BISP-07 | Advantage Plus Service Plan for All-In-One with Symmetra PX, CW cooling, up to 140KW |  |  | PREFAB CLSSC CONTRACT | Services | Advantage Service Plan for 3-Phase UPS | 42625 | 36231.25
WADVPLUS2BISP-08 | Advantage Plus Service Plan for All-In-One with Symmetra PX, CW cooling, up to 160KW |  |  | PREFAB CLSSC CONTRACT | Services | Advantage Service Plan for 3-Phase UPS | 52420 | 44557
WADVPLUS3AISP-01 | Advantage Plus Service Plan for All-In-One with Galaxy VS, DX cooling, up to 20KW |  |  | PREFAB CLSSC CONTRACT | Services | Advantage Service Plan for 3-Phase UPS | 36365 | 30910.25
WADVPLUS3AISP-02 | Advantage Plus Service Plan for All-In-One with Galaxy VS, DX cooling, up to 40KW |  |  | PREFAB CLSSC CONTRACT | Services | Advantage Service Plan for 3-Phase UPS | 44445 | 37778.25
WADVPLUS3AISP-03 | Advantage Plus Service Plan for All-In-One with Galaxy VS, DX cooling, up to 60KW |  |  | PREFAB CLSSC CONTRACT | Services | Advantage Service Plan for 3-Phase UPS | 40405 | 34344.25
WADVPLUS3AISP-04 | Advantage Plus Service Plan for All-In-One with Galaxy VS, DX cooling, up to 80KW |  |  | PREFAB CLSSC CONTRACT | Services | Advantage Service Plan for 3-Phase UPS | 47410 | 40298.5
WADVPLUS3AISP-05 | Advantage Plus Service Plan for All-In-One with Galaxy VS, DX cooling, up to 100KW |  |  | PREFAB CLSSC CONTRACT | Services | Advantage Service Plan for 3-Phase UPS | 48755 | 41441.75
WADVPLUS3AISP-06 | Advantage Plus Service Plan for All-In-One with Galaxy VS, DX cooling, up to 120KW |  |  | PREFAB CLSSC CONTRACT | Services | Advantage Service Plan for 3-Phase UPS | 55490 | 47166.5
WADVPLUS3AISP-07 | Advantage Plus Service Plan for All-In-One with Galaxy VS, DX cooling, up to 140KW |  |  | PREFAB CLSSC CONTRACT | Services | Advantage Service Plan for 3-Phase UPS | 55490 | 47166.5
WADVPLUS3BISP-01 | Advantage Plus Service Plan for All-In-One with Galaxy VS, CW cooling, up to 20KW |  |  | PREFAB CLSSC CONTRACT | Services | Advantage Service Plan for 3-Phase UPS | 23750 | 20187.5
WADVPLUS3BISP-02 | Advantage Plus Service Plan for All-In-One with Galaxy VS, CW cooling, up to 40KW |  |  | PREFAB CLSSC CONTRACT | Services | Advantage Service Plan for 3-Phase UPS | 27790 | 23621.5
WADVPLUS3BISP-03 | Advantage Plus Service Plan for All-In-One with Galaxy VS, CW cooling, up to 60KW |  |  | PREFAB CLSSC CONTRACT | Services | Advantage Service Plan for 3-Phase UPS | 32635 | 27739.75
WADVPLUS3BISP-04 | Advantage Plus Service Plan for All-In-One with Galaxy VS, CW cooling, up to 80KW |  |  | PREFAB CLSSC CONTRACT | Services | Advantage Service Plan for 3-Phase UPS | 31900 | 27115
WADVPLUS3BISP-05 | Advantage Plus Service Plan for All-In-One with Galaxy VS, CW cooling, up to 100KW |  |  | PREFAB CLSSC CONTRACT | Services | Advantage Service Plan for 3-Phase UPS | 33175 | 28198.75
WADVPLUS3BISP-06 | Advantage Plus Service Plan for All-In-One with Galaxy VS, CW cooling, up to 120KW |  |  | PREFAB CLSSC CONTRACT | Services | Advantage Service Plan for 3-Phase UPS | 48535 | 41254.75
WADVPLUS3BISP-07 | Advantage Plus Service Plan for All-In-One with Galaxy VS, CW cooling, up to 140KW |  |  | PREFAB CLSSC CONTRACT | Services | Advantage Service Plan for 3-Phase UPS | 56830 | 48305.5
WADVPLUS4AISP-03 | Advantage Plus Service Plan for All-In-One with Easy 3M, DX cooling, up to 60KW |  |  | PREFAB CLSSC CONTRACT | Services | Advantage Service Plan for 3-Phase UPS | 42290 | 35946.5
WADVPLUS4AISP-04 | Advantage Plus Service Plan for All-In-One with Easy3M, DX cooling, up to 80KW |  |  | PREFAB CLSSC CONTRACT | Services | Advantage Service Plan for 3-Phase UPS | 49295 | 41900.75
WADVPLUS4AISP-05 | Advantage Plus Service Plan for All-In-One with Easy 3M, DX cooling, up to 100KW |  |  | PREFAB CLSSC CONTRACT | Services | Advantage Service Plan for 3-Phase UPS | 50640 | 43044
WADVPLUS4AISP-06 | Advantage Plus Service Plan for All-In-One with Easy 3M, DX cooling, up to 120KW |  |  | PREFAB CLSSC CONTRACT | Services | Advantage Service Plan for 3-Phase UPS | 56570 | 48084.5
WADVPLUS4AISP-07 | Advantage Plus Service Plan for All-In-One with Easy 3M, DX cooling, up to 140KW |  |  | PREFAB CLSSC CONTRACT | Services | Advantage Service Plan for 3-Phase UPS | 56570 | 48084.5
WADVPLUS4AISP-08 | Advantage Plus Service Plan for All-In-One with Easy 3M, DX cooling, up to 160KW |  |  | PREFAB CLSSC CONTRACT | Services | Advantage Service Plan for 3-Phase UPS | 76770 | 65254.5
WADVPLUS4AISP-09 | Advantage Plus Service Plan for All-In-One with Easy 3M, DX cooling, up to 180KW |  |  | PREFAB CLSSC CONTRACT | Services | Advantage Service Plan for 3-Phase UPS | 83505 | 70979.25
WADVPLUS4AISP-10 | Advantage Plus Service Plan for All-In-One with Easy 3M, DX cooling, up to 200KW |  |  | PREFAB CLSSC CONTRACT | Services | Advantage Service Plan for 3-Phase UPS | 97240 | 82654
WADVPLUS4BISP-03 | Advantage Plus Service Plan for All-In-One with Easy 3M, CW cooling, up to 60KW |  |  | PREFAB CLSSC CONTRACT | Services | Advantage Service Plan for 3-Phase UPS | 31510 | 26783.5
WADVPLUS4BISP-04 | Advantage Plus Service Plan for All-In-One with Easy 3M, CW cooling, up to 80KW |  |  | PREFAB CLSSC CONTRACT | Services | Advantage Service Plan for 3-Phase UPS | 34875 | 29643.75
WADVPLUS4BISP-05 | Advantage Plus Service Plan for All-In-One with Easy 3M, CW cooling, up to 100KW |  |  | PREFAB CLSSC CONTRACT | Services | Advantage Service Plan for 3-Phase UPS | 45870 | 38989.5
WADVPLUS4BISP-06 | Advantage Plus Service Plan for All-In-One with Easy 3M, CW cooling, up to 120KW |  |  | PREFAB CLSSC CONTRACT | Services | Advantage Service Plan for 3-Phase UPS | 47975 | 40778.75
WADVPLUS4BISP-07 | Advantage Plus Service Plan for All-In-One with Easy 3M, CW cooling, up to 140KW |  |  | PREFAB CLSSC CONTRACT | Services | Advantage Service Plan for 3-Phase UPS | 53400 | 45390
WADVPLUS4BISP-08 | Advantage Plus Service Plan for All-In-One with Easy 3M, CW cooling, up to 160KW |  |  | PREFAB CLSSC CONTRACT | Services | Advantage Service Plan for 3-Phase UPS | 48680 | 41378
WADVPLUS4BISP-09 | Advantage Plus Service Plan for All-In-One with Easy 3M, CW cooling, up to 180KW |  |  | PREFAB CLSSC CONTRACT | Services | Advantage Service Plan for 3-Phase UPS | 47505 | 40379.25
WADVPLUS4BISP-10 | Advantage Plus Service Plan for All-In-One with Easy 3M, CW cooling, up to 200KW |  |  | PREFAB CLSSC CONTRACT | Services | Advantage Service Plan for 3-Phase UPS | 54265 | 46125.25
WADVPLUS6APSP-13 | Advantage Plus Service Plan for Power Module with Galaxy VL, DX cooling, up to 250KW |  |  | PREFAB CLSSC CONTRACT | Services | Advantage Service Plan for 3-Phase UPS | 42070 | 35759.5
WADVPLUS6APSP-14 | Advantage Plus Service Plan for Power Module with Galaxy VL, DX cooling, up to 500KW |  |  | PREFAB CLSSC CONTRACT | Services | Advantage Service Plan for 3-Phase UPS | 49950 | 42457.5
WADVPLUS6APSP-15 | Advantage Plus Service Plan for Power Module with Galaxy VL, DX cooling, up to 750KW |  |  | PREFAB CLSSC CONTRACT | Services | Advantage Service Plan for 3-Phase UPS | 74355 | 63201.75
WADVPLUS6APSP-16 | Advantage Plus Service Plan for Power Module with Galaxy VL, DX cooling, up to 1000KW |  |  | PREFAB CLSSC CONTRACT | Services | Advantage Service Plan for 3-Phase UPS | 82815 | 70392.75
WADVPLUS6APSP-17 | Advantage Plus Service Plan for Power Module with Galaxy VL, DX cooling, up to 1250KW |  |  | PREFAB CLSSC CONTRACT | Services | Advantage Service Plan for 3-Phase UPS | 99750 | 84787.5
WADVPLUS6APSP-18 | Advantage Plus Service Plan for Power Module with Galaxy VL, DX cooling, up to 1500KW |  |  | PREFAB CLSSC CONTRACT | Services | Advantage Service Plan for 3-Phase UPS | 106655 | 90656.75
WADVPLUS6APSP-19 | Advantage Plus Service Plan for Power Module with Galaxy VL, DX cooling, up to 1750KW |  |  | PREFAB CLSSC CONTRACT | Services | Advantage Service Plan for 3-Phase UPS | 104665 | 88965.25
WADVPLUS6APSP-20 | Advantage Plus Service Plan for Power Module with Galaxy VL, DX cooling, up to 2000KW |  |  | PREFAB CLSSC CONTRACT | Services | Advantage Service Plan for 3-Phase UPS | 112125 | 95306.25
WADVPLUS6CPSP-13 | Advantage Plus Service Plan for Power Module with Galaxy VL, CRAC cooling, up to 250KW |  |  | PREFAB CLSSC CONTRACT | Services | Advantage Service Plan for 3-Phase UPS | 40950 | 34807.5
WADVPLUS6CPSP-14 | Advantage Plus Service Plan for Power Module with Galaxy VL, DX cooling, up to 500KW |  |  | PREFAB CLSSC CONTRACT | Services | Advantage Service Plan for 3-Phase UPS | 42755 | 36341.75
WADVPLUS6CPSP-15 | Advantage Plus Service Plan for Power Module with Galaxy VL, CRAC cooling, up to 750KW |  |  | PREFAB CLSSC CONTRACT | Services | Advantage Service Plan for 3-Phase UPS | 47780 | 40613
WADVPLUS6CPSP-16 | Advantage Plus Service Plan for Power Module with Galaxy VL, CRAC cooling, up to 1000KW |  |  | PREFAB CLSSC CONTRACT | Services | Advantage Service Plan for 3-Phase UPS | 49580 | 42143
WADVPLUS6CPSP-17 | Advantage Plus Service Plan for Power Module with Galaxy VL, CRAC cooling, up to 1250KW |  |  | PREFAB CLSSC CONTRACT | Services | Advantage Service Plan for 3-Phase UPS | 52995 | 45045.75
WADVPLUS6CPSP-18 | Advantage Plus Service Plan for Power Module with Galaxy VL, CRAC cooling, up to 1500KW |  |  | PREFAB CLSSC CONTRACT | Services | Advantage Service Plan for 3-Phase UPS | 55335 | 47034.75
WADVPLUS6CPSP-19 | Advantage Plus Service Plan for Power Module with Galaxy VL, CRAC cooling, up to 1750KW |  |  | PREFAB CLSSC CONTRACT | Services | Advantage Service Plan for 3-Phase UPS | 71140 | 60469
WADVPLUS6CPSP-20 | Advantage Plus Service Plan for Power Module with Galaxy VL, CRAC cooling, up to 2000KW |  |  | PREFAB CLSSC CONTRACT | Services | Advantage Service Plan for 3-Phase UPS | 75120 | 63852
WADVPLUS7APSP-13 | Advantage Plus Service Plan for Power Module with Galaxy VX, DX cooling, up to 250KW |  |  | PREFAB CLSSC CONTRACT | Services | Advantage Service Plan for 3-Phase UPS | 41220 | 35037
WADVPLUS7APSP-14 | Advantage Plus Service Plan for Power Module with Galaxy VX, DX cooling, up to 500KW |  |  | PREFAB CLSSC CONTRACT | Services | Advantage Service Plan for 3-Phase UPS | 52190 | 44361.5
WADVPLUS7APSP-15 | Advantage Plus Service Plan for Power Module with Galaxy VX, DX cooling, up to 750KW |  |  | PREFAB CLSSC CONTRACT | Services | Advantage Service Plan for 3-Phase UPS | 66430 | 56465.5
WADVPLUS7APSP-16 | Advantage Plus Service Plan for Power Module with Galaxy VX, DX cooling, up to 1000KW |  |  | PREFAB CLSSC CONTRACT | Services | Advantage Service Plan for 3-Phase UPS | 71955 | 61161.75
WADVPLUS7APSP-17 | Advantage Plus Service Plan for Power Module with Galaxy VX, DX cooling, up to 1250KW |  |  | PREFAB CLSSC CONTRACT | Services | Advantage Service Plan for 3-Phase UPS | 87910 | 74723.5
WADVPLUS7APSP-18 | Advantage Plus Service Plan for Power Module with Galaxy VX, DX cooling, up to 1500KW |  |  | PREFAB CLSSC CONTRACT | Services | Advantage Service Plan for 3-Phase UPS | 96745 | 82233.25
WADVPLUS7APSP-19 | Advantage Plus Service Plan for Power Module with Galaxy VX, DX cooling, up to 1750KW |  |  | PREFAB CLSSC CONTRACT | Services | Advantage Service Plan for 3-Phase UPS | 105495 | 89670.75
WADVPLUS7APSP-20 | Advantage Plus Service Plan for Power Module with Galaxy VX, DX cooling, up to 2000KW |  |  | PREFAB CLSSC CONTRACT | Services | Advantage Service Plan for 3-Phase UPS | 112950 | 96007.5
WADVPLUS7CPSP-13 | Advantage Plus Service Plan for Power Module with Galaxy VX, CRAC cooling, up to 250KW |  |  | PREFAB CLSSC CONTRACT | Services | Advantage Service Plan for 3-Phase UPS | 42745 | 36333.25
WADVPLUS7CPSP-14 | Advantage Plus Service Plan for Power Module with Galaxy VX, DX cooling, up to 500KW |  |  | PREFAB CLSSC CONTRACT | Services | Advantage Service Plan for 3-Phase UPS | 46250 | 39312.5
WADVPLUS7CPSP-15 | Advantage Plus Service Plan for Power Module with Galaxy VX, CRAC cooling, up to 750KW |  |  | PREFAB CLSSC CONTRACT | Services | Advantage Service Plan for 3-Phase UPS | 48585 | 41297.25
WADVPLUS7CPSP-16 | Advantage Plus Service Plan for Power Module with Galaxy VX, CRAC cooling, up to 1000KW |  |  | PREFAB CLSSC CONTRACT | Services | Advantage Service Plan for 3-Phase UPS | 48450 | 41182.5
WADVPLUS7CPSP-17 | Advantage Plus Service Plan for Power Module with Galaxy VX, CRAC cooling, up to 1250KW |  |  | PREFAB CLSSC CONTRACT | Services | Advantage Service Plan for 3-Phase UPS | 52185 | 44357.25
WADVPLUS7CPSP-18 | Advantage Plus Service Plan for Power Module with Galaxy VX, CRAC cooling, up to 1500KW |  |  | PREFAB CLSSC CONTRACT | Services | Advantage Service Plan for 3-Phase UPS | 51910 | 44123.5
WADVPLUS7CPSP-19 | Advantage Plus Service Plan for Power Module with Galaxy VX, CRAC cooling, up to 1750KW |  |  | PREFAB CLSSC CONTRACT | Services | Advantage Service Plan for 3-Phase UPS | 58340 | 49589
WADVPLUS7CPSP-20 | Advantage Plus Service Plan for Power Module with Galaxy VX, CRAC cooling, up to 2000KW |  |  | PREFAB CLSSC CONTRACT | Services | Advantage Service Plan for 3-Phase UPS | 66310 | 56363.5
WADVPLUS-AE-25 | (1) Year Advantage Plus Service Plan for (1) IAEC25 250Kw Cooling Unit |  |  | SP COOL CLSSC CONTRACT | Services | Advantage Service Plan for 3-Phase UPS | 7930 | 6740.5
WADVPLUS-AE-50 | (1) Year Advantage Plus Service Plan for (1) IAEC50 500Kw Cooling Unit |  |  | SP COOL CLSSC CONTRACT | Services | Advantage Service Plan for 3-Phase UPS | 12185 | 10357.25
WADVPLUS-AX-14 | (1) Year Advantage Plus Service Plan for (1) InfraStruXure InRow SC |  |  | SP COOL CLSSC CONTRACT | Services | Advantage Service Plan for Cooling | 2345 | 1993.25
WADVPLUS-AX-15 | (1) Year Advantage Plus Service Plan for (1) In Row ACRD Half Rack 10kw |  |  | SP COOL CLSSC CONTRACT | Services | Advantage Service Plan for Cooling | 3985 | 3387.25
WADVPLUS-AX-22 | (1) Year Advantage Plus Service Plan for (1) InfraStruXure InRow RP Chilled Water |  |  | SP COOL CLSSC CONTRACT | Services | Advantage Service Plan for Cooling | 5950 | 5057.5
WADVPLUS-AX-25 | (1) Year Advantage Plus Service Plan for (1) InRoom Chilled Water 28-87kw |  |  | SP COOL CLSSC CONTRACT | Services | Advantage Service Plan for Cooling | 5150 | 4377.5
WADVPLUS-AX-26 | (1) Year Advantage Plus Service Plan for (1) InfraStruXure InRow RC Chilled Water |  |  | SP COOL CLSSC CONTRACT | Services | Advantage Service Plan for Cooling | 2980 | 2533
WADVPLUS-AX-27 | (1) Year Advantage Plus Service Plan for (1) InRoom Chilled Water 87kw |  |  | SP COOL CLSSC CONTRACT | Services | Advantage Service Plan for Cooling | 5695 | 4840.75
WADVPLUS-AX-28 | (1) Year Advantage Plus Service Plan for (1) In Row ACRD101 series |  |  | SP COOL CLSSC CONTRACT | Services | Advantage Service Plan for Cooling | 5445 | 4628.25
WADVPLUS-AX-34 | (1) Year Advantage Plus Service Plan for (1) In Row ACRD 300 and 301 Series |  |  | SP COOL CLSSC CONTRACT | Services | Advantage Service Plan for Cooling | 6530 | 5550.5
WADVPLUS-AX-41 | (1) Year Advantage Plus Service Plan for (1) InfraStruXure InRow 600mm DX Air Cooled |  |  | SP COOL CLSSC CONTRACT | Services | Advantage Service Plan for Cooling | 5650 | 4802.5
WADVPLUS-AX-60 | (1) Year Advantage Plus Service Plan for High-Density Cooling Enclosure |  |  | SP COOL CLSSC CONTRACT | Services | Advantage Service Plan for Cooling | 4670 | 3969.5
WADVPLUS-AX-70 | (1) Year Advantage Plus Service Plan for (1) R134A Pumped Refrigerant Distribution Unit (RDU) |  |  | SP COOL CLSSC CONTRACT | Services | Advantage Service Plan for Cooling | 3230 | 2745.5
WADVPLUS-AX-73 | (1) Year Advantage Plus Service Plan for (1) R134A Pumped Refrigerant InRow Unit (ACOA or ACRA) |  |  | SP COOL CLSSC CONTRACT | Services | Advantage Service Plan for Cooling | 2435 | 2069.75
WADVPLUS-AX-80 | (1) Year Advantage Plus Service Plan for (1) Modular Cooling Frame (ACECFR20XXX or ACECFR40XXX) |  |  | SP COOL CLSSC CONTRACT | Services | Advantage Service Plan for Cooling | 5160 | 4386
WADVPLUS-AX-81 | (1) Year Advantage Plus Service Plan for (1) Air Side Economizer Module with DX |  |  | SP COOL CLSSC CONTRACT | Services | Advantage Service Plan for Cooling | 4930 | 4190.5
WADVPLUS-E7-50 | (1) Year Advantage Plus Service Plan for (1) EPS 7000 300 to 500 kVA UPS |  |  | 3PH&BATT CLASSC CONTR | Services | Advantage Service Plan for 3-Phase UPS | 11950 | 10157.5
WADVPLUS-ES-60 | (1) Year Advantage Plus Service Plan for (1) Epsilon 200 to 600A |  |  | 3PH&BATT CLASSC CONTR | Services | Advantage Service Plan for 3-Phase UPS | 5260 | 4471
WADVPLUS-EZU-15 | (1) Yr Advantage Plus Service Plan for (1) Easy UPS 3S UL 10-15kVA UPS |  |  | 3PH&BATT CLASSC CONTR | Services | Advantage Service Plan for 3-Phase UPS | 6270 | 5329.5
WADVPLUS-EZU-20 | (1) Yr Advantage Plus Service Plan for (1) Easy UPS 3S UL 20kVA UPS |  |  | 3PH&BATT CLASSC CONTR | Services | Advantage Service Plan for 3-Phase UPS | 6415 | 5452.75
WADVPLUS-EZU-30 | (1) Yr Advantage Plus Service Plan for (1) Easy UPS 3S UL 30kVA UPS |  |  | 3PH&BATT CLASSC CONTR | Services | Advantage Service Plan for 3-Phase UPS | 6555 | 5571.75
WADVPLUS-EZU-40 | (1) Yr Advantage Plus Service Plan for (1) Easy UPS 3S UL 40kVA UPS |  |  | 3PH&BATT CLASSC CONTR | Services | Advantage Service Plan for 3-Phase UPS | 6700 | 5695
WADVPLUS-G3-21 | (1) Year Advantage Plus Service Plan for (1) Galaxy 3500 or SUVT 10-15 kVA UPS |  |  | 3PH&BATT CLASSC CONTR | Services | Advantage Service Plan for 3-Phase UPS | 2980 | 2533
WADVPLUS-G3-22 | (1) Year Advantage Plus Service Plan for (1) Galaxy 3500 or SUVT 20 kVA UPS |  |  | 3PH&BATT CLASSC CONTR | Services | Advantage Service Plan for 3-Phase UPS | 3755 | 3191.75
WADVPLUS-G3-23 | (1) Year Advantage Plus Service Plan for (1) Galaxy 3500 or SUVT 30 kVA UPS |  |  | 3PH&BATT CLASSC CONTR | Services | Advantage Service Plan for 3-Phase UPS | 4280 | 3638
WADVPLUS-G3-24 | (1) Year Advantage Plus Service Plan for (1) Galaxy 3500 or SUVT 40 kVA UPS |  |  | 3PH&BATT CLASSC CONTR | Services | Advantage Service Plan for 3-Phase UPS | 4535 | 3854.75
WADVPLUS-G3-28 | (1) Year Advantage Plus Service Plan for (1) Galaxy 3500 or SUVT 80 kVA UPS |  |  | 3PH&BATT CLASSC CONTR | Services | Advantage Service Plan for 3-Phase UPS | 5275 | 4483.75
WADVPLUS-G4-50 | (1) Year Advantage Plus Service Plan for (1) Galaxy 4000 40 to 50 kVA UPS |  |  | 3PH&BATT CLASSC CONTR | Services | Advantage Service Plan for 3-Phase UPS | 5270 | 4479.5
WADVPLUS-G4-75 | (1) Year Advantage Plus Service Plan for (1) Galaxy 4000 65 to 75 kVA UPS |  |  | 3PH&BATT CLASSC CONTR | Services | Advantage Service Plan for 3-Phase UPS | 5710 | 4853.5
WADVPLUS-G5-13 | (1) Year Advantage Plus Service Plan for (1) Galaxy 5000/5500 81 to 130 kVA UPS |  |  | 3PH&BATT CLASSC CONTR | Services | Advantage Service Plan for 3-Phase UPS | 6760 | 5746
WADVPLUS-G5-81 | (1) Year Advantage Plus Service Plan for (1) Galaxy 5000/5500 41 to 80 kVA UPS |  |  | 3PH&BATT CLASSC CONTR | Services | Advantage Service Plan for 3-Phase UPS | 5670 | 4819.5
WADVPLUS-GP-12 | (1) Year Advantage Plus Service Plan for (1) Galaxy PW or PWI 80 to 130 kVA UPS |  |  | 3PH&BATT CLASSC CONTR | Services | Advantage Service Plan for 3-Phase UPS | 6950 | 5907.5
WADVPLUS-GP-15 | (1) Year Advantage Plus Service Plan for (1) Galaxy PW 150 or 180 or PWI 160kVA UPS |  |  | 3PH&BATT CLASSC CONTR | Services | Advantage Service Plan for 3-Phase UPS | 7230 | 6145.5
WADVPLUS-GP-20 | (1) Year Advantage Plus Service Plan for (1) Galaxy PW 160 or 200 or PWI 200 kVA UPS |  |  | 3PH&BATT CLASSC CONTR | Services | Advantage Service Plan for 3-Phase UPS | 8300 | 7055
WADVPLUS-GP-22 | (1) Year Advantage Plus Service Plan for (1) Galaxy PW 225 kVA UPS |  |  | 3PH&BATT CLASSC CONTR | Services | Advantage Service Plan for 3-Phase UPS | 8300 | 7055
WADVPLUS-GT-40 | (1) Year Advantage PLUS Service Plan for (1) PXC 30 - 40 kVA UPS |  |  | 3PH&BATT CLASSC CONTR | Services | Advantage Service Plan for 3-Phase UPS | Call for Quote | Call for Quote
WADVPLUS-MP-00 | (1) Year Advantage Plus Service Plan for (1) MGE product |  |  | 3PH&BATT CLASSC CONTR | Services | Advantage Service Plan for 3-Phase UPS | Call for Quote | Call for Quote
WADVPLUS-MW-09 | (1) Year Advantage Plus Service Plan for (1) Symmetra MW 400kVA |  |  | 3PH&BATT CLASSC CONTR | Services | Advantage Service Plan for 3-Phase UPS | 8940 | 7599
WADVPLUS-MW-10 | (1) Year Advantage Plus Service Plan for (1) Symmetra MW 600kVA |  |  | 3PH&BATT CLASSC CONTR | Services | Advantage Service Plan for 3-Phase UPS | 10935 | 9294.75
WADVPLUS-MW-11 | (1) Year Advantage Plus Service Plan for (1) Symmetra MW 800kVA |  |  | 3PH&BATT CLASSC CONTR | Services | Advantage Service Plan for 3-Phase UPS | 12660 | 10761
WADVPLUS-MW-12 | (1) Year Advantage Plus Service Plan for (1) Symmetra MW 1000kVA |  |  | 3PH&BATT CLASSC CONTR | Services | Advantage Service Plan for 3-Phase UPS | 14665 | 12465.25
WADVPLUS-MW-13 | (1) Year Advantage Plus Service Plan for (1) Symmetra MW 1200kVA |  |  | 3PH&BATT CLASSC CONTR | Services | Advantage Service Plan for 3-Phase UPS | 16600 | 14110
WADVPLUS-MW-14 | (1) Year Advantage Plus Service Plan for (1) Symmetra MW 1400kVA |  |  | 3PH&BATT CLASSC CONTR | Services | Advantage Service Plan for 3-Phase UPS | 17450 | 14832.5
WADVPLUS-MW-15 | (1) Year Advantage Plus Service Plan for (1) Symmetra MW 1600kVA |  |  | 3PH&BATT CLASSC CONTR | Services | Advantage Service Plan for 3-Phase UPS | 18145 | 15423.25
WADVPLUS-NX-81 | (1) Year Advantage Plus Service Plan for (1) SY 100 to 250 kVA UPS, (2) XR Frames and PDU |  |  | 3PH&BATT CLASSC CONTR | Services | Advantage Service Plan for 3-Phase UPS | 12715 | 10807.75
WADVPLUS-NX-82 | (1) Year Advantage Plus Service Plan for (1) SY 200 kVA UPS, (2) XR Frames and PDU |  |  | 3PH&BATT CLASSC CONTR | Services | Advantage Service Plan for 3-Phase UPS | 14780 | 12563
WADVPLUS-NX-84 | (1) Year Advantage Plus Service Plan for (1) SY 250 kVA UPS, (2) XR Frames and PDU |  |  | 3PH&BATT CLASSC CONTR | Services | Advantage Service Plan for 3-Phase UPS | 15935 | 13544.75
WADVPLUS-NX-85 | (1) Year Advantage Plus Service Plan for (1) SY 300 kVA UPS, (4) XR Frames and PDU |  |  | 3PH&BATT CLASSC CONTR | Services | Advantage Service Plan for 3-Phase UPS | 17180 | 14603
WADVPLUS-NX-86 | (1) Year Advantage Plus Service Plan for (1) SY 400 kVA UPS, (4) XR Frames and PDU |  |  | 3PH&BATT CLASSC CONTR | Services | Advantage Service Plan for 3-Phase UPS | 19165 | 16290.25
WADVPLUS-NX-87 | (1) Year Advantage Plus Service Plan for (1) SY 500 kVA UPS, (4) XR Frames and PDU |  |  | 3PH&BATT CLASSC CONTR | Services | Advantage Service Plan for 3-Phase UPS | 22175 | 18848.75
WADVPLUS-PD-20 | (1) Year Advantage Plus Service Plan for (1) 5U Rack Distribution Panel |  |  | 3PH&BATT CLASSC CONTR | Services | Advantage Service Plan for 3-Phase UPS | 1015 | 862.75
WADVPLUS-PD-30 | (1) Yr Advantage Plus Service Plan for (1) 1/2 Rack Remote or (1) Modular Power Panel |  |  | 3PH&BATT CLASSC CONTR | Services | Advantage Service Plan for 3-Phase UPS | 1935 | 1644.75
WADVPLUS-PD-50 | (1) Year Advantage Plus Service Plan for (1) InfraStruxure 60kVA / 150kVA PDU |  |  | 3PH&BATT CLASSC CONTR | Services | Advantage Service Plan for 3-Phase UPS | 2680 | 2278
WADVPLUS-PM-30 | (1) Year Advantage Plus Service Plan for (1) PMM 30 to 300 Amp |  |  | 3PH&BATT CLASSC CONTR | Services | Advantage Service Plan for 3-Phase UPS | 2505 | 2129.25
WADVPLUS-PM-60 | (1) Year Advantage Plus Service Plan for (1) ANRD PMM 75 to 300 kVA |  |  | 3PH&BATT CLASSC CONTR | Services | Advantage Service Plan for 3-Phase UPS | 2885 | 2452.25
WADVPLUS-PX-21 | (1) Year Advantage Plus Service Plan for (1) Symmetra PX UPS 10kVA 40 and/or PDU |  |  | 3PH&BATT CLASSC CONTR | Services | Advantage Service Plan for 3-Phase UPS | 4335 | 3684.75
WADVPLUS-PX-22 | (1) Year Advantage Plus Service Plan for (1) Symmetra PX UPS 20kVA 40 and/or PDU |  |  | 3PH&BATT CLASSC CONTR | Services | Advantage Service Plan for 3-Phase UPS | 4625 | 3931.25
WADVPLUS-PX-23 | (1) Year Advantage Plus Service Plan for (1) Symmetra PX UPS 30kVA 40 and/or PDU |  |  | 3PH&BATT CLASSC CONTR | Services | Advantage Service Plan for 3-Phase UPS | 4915 | 4177.75
WADVPLUS-PX-24 | (1) Year Advantage Plus Service Plan for (1) Symmetra PX UPS 40kVA 40 and/or PDU |  |  | 3PH&BATT CLASSC CONTR | Services | Advantage Service Plan for 3-Phase UPS | 5055 | 4296.75
WADVPLUS-PX-31 | (1) Year Advantage Plus Service Plan for (1) Symmetra PX UPS 10kVA 80 or 100 frame UPS and/or PDU |  |  | 3PH&BATT CLASSC CONTR | Services | Advantage Service Plan for 3-Phase UPS | 5345 | 4543.25
WADVPLUS-PX-32 | (1) Year Advantage Plus Service Plan for (1) Symmetra PX UPS 20kVA 80 or 100 frame UPS and/or PDU |  |  | 3PH&BATT CLASSC CONTR | Services | Advantage Service Plan for 3-Phase UPS | 5575 | 4738.75
WADVPLUS-PX-33 | (1) Year Advantage Plus Service Plan for (1) Symmetra PX UPS 30kVA 80 or 100 frame UPS and/or PDU |  |  | 3PH&BATT CLASSC CONTR | Services | Advantage Service Plan for 3-Phase UPS | 5980 | 5083
WADVPLUS-PX-34 | (1) Year Advantage Plus Service Plan for (1) Symmetra PX UPS 40kVA 80 or 100 frame UPS and/or PDU |  |  | 3PH&BATT CLASSC CONTR | Services | Advantage Service Plan for 3-Phase UPS | 6355 | 5401.75
WADVPLUS-PX-35 | (1) Year Advantage Plus Service Plan for (1) Symmetra PX UPS 50kVA 80 or 100 frame UPS and/or PDU |  |  | 3PH&BATT CLASSC CONTR | Services | Advantage Service Plan for 3-Phase UPS | 6765 | 5750.25
WADVPLUS-PX-36 | (1) Year Advantage Plus Service Plan for (1) Symmetra PX UPS 60kVA 80 or 100 frame UPS and/or PDU |  |  | 3PH&BATT CLASSC CONTR | Services | Advantage Service Plan for 3-Phase UPS | 7145 | 6073.25
WADVPLUS-PX-37 | (1) Year Advantage Plus Service Plan for (1) Symmetra PX UPS 70kVA 80 or 100 frame UPS and/or PDU |  |  | 3PH&BATT CLASSC CONTR | Services | Advantage Service Plan for 3-Phase UPS | 7535 | 6404.75
WADVPLUS-PX-38 | (1) Year Advantage Plus Service Plan for (1) Symmetra PX UPS 80kVA 80 or 100 frame UPS and/or PDU |  |  | 3PH&BATT CLASSC CONTR | Services | Advantage Service Plan for 3-Phase UPS | 7945 | 6753.25
WADVPLUS-PX-40 | (1) Year Advantage Plus Service Plan for (1) PX RDP |  |  | 3PH&BATT CLASSC CONTR | Services | Advantage Service Plan for 3-Phase UPS | 1430 | 1215.5
WADVPLUS-UF-21 | 1 Year Advantage Plus Service Plan for CW LE Model 0600 thru 1400 |  |  | SP COOL CLSSC CONTRACT | Services | Advantage Service Plan for Cooling | 5865 | 4985.25
WADVPLUS-UF-22 | 1 Year Advantage Plus Service Plan for CW LE Model 1700 thru 2900 |  |  | SP COOL CLSSC CONTRACT | Services | Advantage Service Plan for Cooling | 6020 | 5117
WADVPLUS-UF-23 | 1 Year Advantage Plus Service Plan for 1 CW LE Model 3400 thru 4600 |  |  | SP COOL CLSSC CONTRACT | Services | Advantage Service Plan for Cooling | 6175 | 5248.75
WADVPLUS-UF-24 | 1 Year Advantage Plus Service Plan for 1 CW LE Model 4800 thru 5300 |  |  | SP COOL CLSSC CONTRACT | Services | Advantage Service Plan for Cooling | 6610 | 5618.5
WADVPLUS-UF-31 | 1 Year Advantage Plus Service Plan for 1 DX LE Model 0511 thru 0611 |  |  | SP COOL CLSSC CONTRACT | Services | Advantage Service Plan for Cooling | 4240 | 3604
WADVPLUS-UF-32 | 1 Year Advantage Plus Service Plan for 1 DX LE Model 0721 thru 0921 |  |  | SP COOL CLSSC CONTRACT | Services | Advantage Service Plan for Cooling | 4755 | 4041.75
WADVPLUS-UF-33 | 1 Year Advantage Plus Service Plan for 1 DX LE Model 1422 thru 1822 |  |  | SP COOL CLSSC CONTRACT | Services | Advantage Service Plan for Cooling | 4855 | 4126.75
WADVPLUS-UF-34 | 1 Year Advantage Plus Service Plan for 1 DX LE Max Model 2222 thru 3342 |  |  | SP COOL CLSSC CONTRACT | Services | Advantage Service Plan for Cooling | 5395 | 4585.75
WADVPLUS-UF-45 | 1 Year Advantage Plus Service Plan for 1 DX Unisplit Ceiling or Wall Mount Unit - Model 0341 |  |  | SP COOL CLSSC CONTRACT | Services | Advantage Service Plan for Cooling | 6915 | 5877.75
WADVPLUS-UF-47 | 1 Year Advantage Plus Service Plan for 1 DX Unisplit Ceiling or Wall Mount Unit - Model 0481 |  |  | SP COOL CLSSC CONTRACT | Services | Advantage Service Plan for Cooling | 7600 | 6460
WADVPLUS-UF-75B | 1 Yr Adv Plus Plan for 1 Chiller w-freecooling Model BCEF 0752A - 0903A |  |  | SP COOL CLSSC CONTRACT | Services | Advantage Service Plan for Cooling | 24030 | 20425.5
WADVPLUS-UF-75C | 1 Yr Adv Plus Plan for 1 Chiller w-freecooling Model BCEF 1103A |  |  | SP COOL CLSSC CONTRACT | Services | Advantage Service Plan for Cooling | 31985 | 27187.25
WADVPLUS-VL-200 | (1) Yr Advantage Plus Service Plan for (1) Galaxy VL 200kW UPS |  |  | 3PH&BATT CLASSC CONTR | Services | Advantage Service Plan for 3-Phase UPS | 7630 | 6485.5
WADVPLUS-VL-400 | (1) Yr Advantage Plus Service Plan for (1) Galaxy VL 400kW UPS |  |  | 3PH&BATT CLASSC CONTR | Services | Advantage Service Plan for 3-Phase UPS | 8310 | 7063.5
WADVPLUS-VL-500 | (1) Yr Advantage Plus Service Plan for (1) Galaxy VL 500kW UPS |  |  | 3PH&BATT CLASSC CONTR | Services | Advantage Service Plan for 3-Phase UPS | 8655 | 7356.75
WADVPLUS-VM-18 | (1) Yr Advantage Plus Service Plan for Galaxy VM 160 to 181kVA UPS, Single or Parrallel Config |  |  | 3PH&BATT CLASSC CONTR | Services | Advantage Service Plan for 3-Phase UPS | 7045 | 5988.25
WADVPLUS-VM-25 | (1) Yr Advantage Plus Service Plan for Galaxy VM 200 to 226kVA UPS, Single or Parallel Config |  |  | 3PH&BATT CLASSC CONTR | Services | Advantage Service Plan for 3-Phase UPS | 7260 | 6171
WADVPLUS-VS1-A15 | (1) Yr Advantage Plus Service Plan for (1) Galaxy VS 10 to 15kW 208V UPS |  |  | 3PH&BATT CLASSC CONTR | Services | Advantage Service Plan for 3-Phase UPS | 4215 | 3582.75
WADVPLUS-VS1-A25 | (1) Yr Advantage Plus Service Plan for (1) Galaxy VS 20 to 25kW UPS |  |  | 3PH&BATT CLASSC CONTR | Services | Advantage Service Plan for 3-Phase UPS | 4215 | 3582.75
WADVPLUS-VS1-A30 | (1) Yr Advantage Plus Service Plan for (1) Galaxy VS 30kW UPS |  |  | 3PH&BATT CLASSC CONTR | Services | Advantage Service Plan for 3-Phase UPS | 4215 | 3582.75
WADVPLUS-VS1-A40 | (1) Yr Advantage Plus Service Plan for (1) Galaxy VS 40kW UPS |  |  | 3PH&BATT CLASSC CONTR | Services | Advantage Service Plan for 3-Phase UPS | 4215 | 3582.75
WADVPLUS-VS1-A50 | (1) Yr Advantage Plus Service Plan for (1) Galaxy VS 50kW 400 or 480V UPS |  |  | 3PH&BATT CLASSC CONTR | Services | Advantage Service Plan for 3-Phase UPS | 4215 | 3582.75
WADVPLUS-VS2-A40 | (1) Yr Advantage Plus Service Plan for (1) Galaxy VS 10 to 15kW UPS |  |  | 3PH&BATT CLASSC CONTR | Services | Advantage Service Plan for 3-Phase UPS | 4610 | 3918.5
WADVPLUS-VS2-A41 | (1) Yr Advantage Plus Service Plan for (1) Galaxy VS 20 to 25kW UPS |  |  | 3PH&BATT CLASSC CONTR | Services | Advantage Service Plan for 3-Phase UPS | 4610 | 3918.5
WADVPLUS-VS2-A50 | (1) Yr Advantage Plus Service Plan for (1) Galaxy VS 30 to 50kW 208V UPS |  |  | 3PH&BATT CLASSC CONTR | Services | Advantage Service Plan for 3-Phase UPS | 4480 | 3808
WADVPLUS-VS2-A60 | (1) Yr Advantage Plus Service Plan for (1) Galaxy VS 60kW UPS |  |  | 3PH&BATT CLASSC CONTR | Services | Advantage Service Plan for 3-Phase UPS | 4480 | 3808
WADVPLUS-VS2-A100 | (1) Yr Advantage Plus Service Plan for (1) Galaxy VS 80 to 100kW UPS |  |  | 3PH&BATT CLASSC CONTR | Services | Advantage Service Plan for 3-Phase UPS | 4480 | 3808
WADVPLUS-VS3-A150 | (1) Yr Advantage Plus Service Plan for (1) Galaxy VS 100 to 150kVA UPS |  |  | 3PH&BATT CLASSC CONTR | Services | Advantage Service Plan for 3-Phase UPS | 5420 | 4607
WADVPLUS-VX-50 | (1) Yr Advantage Plus Service Plan for (1) Galaxy VX 500 Scalable to 750kVA UPS |  |  | 3PH&BATT CLASSC CONTR | Services | Advantage Service Plan for 3-Phase UPS | 7350 | 6247.5
WADVPLUS-VX-51 | (1) Yr Advantage Plus Service Plan for (1) Galaxy VX 500kVA UPS |  |  | 3PH&BATT CLASSC CONTR | Services | Advantage Service Plan for 3-Phase UPS | 6865 | 5835.25
WADVPLUS-VX-52 | (1) Yr Advantage Plus Service Plan for (1) Galaxy VX 500kVA N+1 Redundant UPS |  |  | 3PH&BATT CLASSC CONTR | Services | Advantage Service Plan for 3-Phase UPS | 9865 | 8385.25
WADVPLUS-VX-53 | (1) Yr Advantage Plus Service Plan for (1) Galaxy VX 500 Scalable to 1000kVA UPS |  |  | 3PH&BATT CLASSC CONTR | Services | Advantage Service Plan for 3-Phase UPS | 6865 | 5835.25
WADVPLUS-VX-54 | (1) Yr Advantage Plus Service Plan for (1) Galaxy VX 500 Scalable to 1250kVA UPS |  |  | 3PH&BATT CLASSC CONTR | Services | Advantage Service Plan for 3-Phase UPS | 6865 | 5835.25
WADVPLUS-VX-55 | (1) Yr Advantage Plus Service Plan for (1) Galaxy VX 500 Scalable to 1500kVA UPS |  |  | 3PH&BATT CLASSC CONTR | Services | Advantage Service Plan for 3-Phase UPS | 6865 | 5835.25
WADVPLUS-VX-62 | (1) Yr Advantage Plus Service Plan for (1) Galaxy VX 625kVA UPS |  |  | 3PH&BATT CLASSC CONTR | Services | Advantage Service Plan for 3-Phase UPS | 8045 | 6838.25
WADVPLUS-VX-63 | (1) Yr Advantage Plus Service Plan for (1) Galaxy VX 625kVA N+1 Redundant UPS |  |  | 3PH&BATT CLASSC CONTR | Services | Advantage Service Plan for 3-Phase UPS | 10110 | 8593.5
WADVPLUS-VX-64 | (1) Yr Advantage Plus Service Plan for (1) Galaxy VX 625 Scalable to 1000kVA UPS |  |  | 3PH&BATT CLASSC CONTR | Services | Advantage Service Plan for 3-Phase UPS | 7720 | 6562
WADVPLUS-VX-75 | (1) Yr Advantage Plus Service Plan for (1) Galaxy VX 750kVA UPS |  |  | 3PH&BATT CLASSC CONTR | Services | Advantage Service Plan for 3-Phase UPS | 10340 | 8789
WADVPLUS-VX-76 | (1) Yr Advantage Plus Service Plan for (1) Galaxy VX 750kVA N+1 Redundant UPS |  |  | 3PH&BATT CLASSC CONTR | Services | Advantage Service Plan for 3-Phase UPS | 10570 | 8984.5
WADVPLUS-VX-77 | (1) Yr Advantage Plus Service Plan for (1) Galaxy VX 750 Scalable to 1000kVA UPS |  |  | 3PH&BATT CLASSC CONTR | Services | Advantage Service Plan for 3-Phase UPS | 9865 | 8385.25
WADVPLUS-VX-78 | (1) Yr Advantage Plus Service Plan for (1) Galaxy VX 750 Scalable to 1250kVA UPS |  |  | 3PH&BATT CLASSC CONTR | Services | Advantage Service Plan for 3-Phase UPS | 9865 | 8385.25
WADVPLUS-VX-79 | (1) Yr Advantage Plus Service Plan for (1) Galaxy VX 750 Scalable to 1500kVA UPS |  |  | 3PH&BATT CLASSC CONTR | Services | Advantage Service Plan for 3-Phase UPS | 9865 | 8385.25
WADVPLUS-VX-100 | (1) Yr Advantage Plus Service Plan for (1) Galaxy VX 1000kVA UPS |  |  | 3PH&BATT CLASSC CONTR | Services | Advantage Service Plan for 3-Phase UPS | 11150 | 9477.5
WADVPLUS-VX-101 | (1) Yr Advantage Plus Service Plan for (1) Galaxy VX 1000kVA N+1 Redundant UPS |  |  | 3PH&BATT CLASSC CONTR | Services | Advantage Service Plan for 3-Phase UPS | 12005 | 10204.25
WADVPLUS-VX-102 | (1) Yr Advantage Plus Service Plan for (1) Galaxy VX 1000 Scalable to 1250kVA UPS |  |  | 3PH&BATT CLASSC CONTR | Services | Advantage Service Plan for 3-Phase UPS | 12435 | 10569.75
WADVPLUS-VX-103 | (1) Yr Advantage Plus Service Plan for (1) Galaxy VX 1000 Scalable to 1500kVA UPS |  |  | 3PH&BATT CLASSC CONTR | Services | Advantage Service Plan for 3-Phase UPS | 12865 | 10935.25
WADVPLUS-VX-120 | (1) Yr Advantage Plus Service Plan for (1) Galaxy VX 1250kVA UPS |  |  | 3PH&BATT CLASSC CONTR | Services | Advantage Service Plan for 3-Phase UPS | 12435 | 10569.75
WADVPLUS-VX-121 | (1) Yr Advantage Plus Service Plan for (1) Galaxy VX 1250kVA N+1 Redundant UPS |  |  | 3PH&BATT CLASSC CONTR | Services | Advantage Service Plan for 3-Phase UPS | 12865 | 10935.25
WADVPLUS-VX-122 | (1) Yr Advantage Plus Service Plan for (1) Galaxy VX 1250 Scalable to 1500kVA UPS |  |  | 3PH&BATT CLASSC CONTR | Services | Advantage Service Plan for 3-Phase UPS | 13290 | 11296.5
WADVPLUS-VX-150 | (1) Yr Advantage Plus Service Plan for (1) Galaxy VX 1500kVA UPS |  |  | 3PH&BATT CLASSC CONTR | Services | Advantage Service Plan for 3-Phase UPS | 13725 | 11666.25
WADVPLUS-VX-151 | (1) Yr Advantage Plus Service Plan for (1) Galaxy VX 1500kVA N+1 Redundant UPS |  |  | 3PH&BATT CLASSC CONTR | Services | Advantage Service Plan for 3-Phase UPS | 14155 | 12031.75
WADVPRIME1AISP-01 | Advantage Prime Service Plan for All-In-One with Easy 3S, DX cooling, up to 20KW |  |  | PREFAB CLSSC CONTRACT | Services | Advantage Service Plan for 3-Phase UPS | 54025 | 45921.25
WADVPRIME1AISP-02 | Advantage Prime Service Plan for All-In-One with Easy 3S, DX cooling, up to 40KW |  |  | PREFAB CLSSC CONTRACT | Services | Advantage Service Plan for 3-Phase UPS | 58005 | 49304.25
WADVPRIME1BISP-01 | Advantage Prime Service Plan for All-In-One with Easy 3S, CW cooling, up to 20KW |  |  | PREFAB CLSSC CONTRACT | Services | Advantage Service Plan for 3-Phase UPS | 28015 | 23812.75
WADVPRIME1BISP-02 | Advantage Prime Service Plan for All-In-One with Easy 3S, CW cooling, up to 40KW |  |  | PREFAB CLSSC CONTRACT | Services | Advantage Service Plan for 3-Phase UPS | 32910 | 27973.5
WADVPRIME2AISP-01 | Advantage Prime Service Plan for All-In-One with Symmetra PX, DX cooling, up to 20KW |  |  | PREFAB CLSSC CONTRACT | Services | Advantage Service Plan for 3-Phase UPS | 48500 | 41225
WADVPRIME2AISP-02 | Advantage Prime Service Plan for All-In-One with Symmetra PX, DX cooling, up to 40KW |  |  | PREFAB CLSSC CONTRACT | Services | Advantage Service Plan for 3-Phase UPS | 58750 | 49937.5
WADVPRIME2AISP-03 | Advantage Prime Service Plan for All-In-One with Symmetra PX, DX cooling, up to 60KW |  |  | PREFAB CLSSC CONTRACT | Services | Advantage Service Plan for 3-Phase UPS | 53320 | 45322
WADVPRIME2AISP-04 | Advantage Prime Service Plan for All-In-One with Symmetra PX, DX cooling, up to 80KW |  |  | PREFAB CLSSC CONTRACT | Services | Advantage Service Plan for 3-Phase UPS | 65255 | 55466.75
WADVPRIME2AISP-05 | Advantage Prime Service Plan for All-In-One with Symmetra PX, DX cooling, up to 100KW |  |  | PREFAB CLSSC CONTRACT | Services | Advantage Service Plan for 3-Phase UPS | 73660 | 62611
WADVPRIME2AISP-06 | Advantage Prime Service Plan for All-In-One with Symmetra PX, DX cooling, up to 120KW |  |  | PREFAB CLSSC CONTRACT | Services | Advantage Service Plan for 3-Phase UPS | 85180 | 72403
WADVPRIME2AISP-07 | Advantage Prime Service Plan for All-In-One with Symmetra PX, DX cooling, up to 140KW |  |  | PREFAB CLSSC CONTRACT | Services | Advantage Service Plan for 3-Phase UPS | 85180 | 72403
WADVPRIME2AISP-08 | Advantage Prime Service Plan for All-In-One with Symmetra PX, DX cooling, up to 160KW |  |  | PREFAB CLSSC CONTRACT | Services | Advantage Service Plan for 3-Phase UPS | 88570 | 75284.5
WADVPRIME2BISP-01 | Advantage Prime Service Plan for All-In-One with Symmetra PX, CW cooling, up to 20KW |  |  | PREFAB CLSSC CONTRACT | Services | Advantage Service Plan for 3-Phase UPS | 35070 | 29809.5
WADVPRIME2BISP-02 | Advantage Prime Service Plan for All-In-One with Symmetra PX, CW cooling, up to 40KW |  |  | PREFAB CLSSC CONTRACT | Services | Advantage Service Plan for 3-Phase UPS | 36725 | 31216.25
WADVPRIME2BISP-03 | Advantage Prime Service Plan for All-In-One with Symmetra PX, CW cooling, up to 60KW |  |  | PREFAB CLSSC CONTRACT | Services | Advantage Service Plan for 3-Phase UPS | 46685 | 39682.25
WADVPRIME2BISP-04 | Advantage Prime Service Plan for All-In-One with Symmetra PX, CW cooling, up to 80KW |  |  | PREFAB CLSSC CONTRACT | Services | Advantage Service Plan for 3-Phase UPS | 45930 | 39040.5
WADVPRIME2BISP-05 | Advantage Prime Service Plan for All-In-One with Symmetra PX, CW cooling, up to 100KW |  |  | PREFAB CLSSC CONTRACT | Services | Advantage Service Plan for 3-Phase UPS | 45930 | 39040.5
WADVPRIME2BISP-06 | Advantage Prime Service Plan for All-In-One with Symmetra PX, CW cooling, up to 120KW |  |  | PREFAB CLSSC CONTRACT | Services | Advantage Service Plan for 3-Phase UPS | 48535 | 41254.75
WADVPRIME2BISP-07 | Advantage Prime Service Plan for All-In-One with Symmetra PX, CW cooling, up to 140KW |  |  | PREFAB CLSSC CONTRACT | Services | Advantage Service Plan for 3-Phase UPS | 51150 | 43477.5
WADVPRIME2BISP-08 | Advantage Prime Service Plan for All-In-One with Symmetra PX, CW cooling, up to 160KW |  |  | PREFAB CLSSC CONTRACT | Services | Advantage Service Plan for 3-Phase UPS | 62905 | 53469.25
WADVPRIME3AISP-01 | Advantage Prime Service Plan for All-In-One with Galaxy VS, DX cooling, up to 20KW |  |  | PREFAB CLSSC CONTRACT | Services | Advantage Service Plan for 3-Phase UPS | 49300 | 41905
WADVPRIME3AISP-02 | Advantage Prime Service Plan for All-In-One with Galaxy VS, DX cooling, up to 40KW |  |  | PREFAB CLSSC CONTRACT | Services | Advantage Service Plan for 3-Phase UPS | 58750 | 49937.5
WADVPRIME3AISP-03 | Advantage Prime Service Plan for All-In-One with Galaxy VS, DX cooling, up to 60KW |  |  | PREFAB CLSSC CONTRACT | Services | Advantage Service Plan for 3-Phase UPS | 56455 | 47986.75
WADVPRIME3AISP-04 | Advantage Prime Service Plan for All-In-One with Galaxy VS, DX cooling, up to 80KW |  |  | PREFAB CLSSC CONTRACT | Services | Advantage Service Plan for 3-Phase UPS | 64310 | 54663.5
WADVPRIME3AISP-05 | Advantage Prime Service Plan for All-In-One with Galaxy VS, DX cooling, up to 100KW |  |  | PREFAB CLSSC CONTRACT | Services | Advantage Service Plan for 3-Phase UPS | 66295 | 56350.75
WADVPRIME3AISP-06 | Advantage Prime Service Plan for All-In-One with Galaxy VS, DX cooling, up to 120KW |  |  | PREFAB CLSSC CONTRACT | Services | Advantage Service Plan for 3-Phase UPS | 77810 | 66138.5
WADVPRIME3AISP-07 | Advantage Prime Service Plan for All-In-One with Galaxy VS, DX cooling, up to 140KW |  |  | PREFAB CLSSC CONTRACT | Services | Advantage Service Plan for 3-Phase UPS | 70770 | 60154.5
WADVPRIME3BISP-01 | Advantage Prime Service Plan for All-In-One with Galaxy VS, CW cooling, up to 20KW |  |  | PREFAB CLSSC CONTRACT | Services | Advantage Service Plan for 3-Phase UPS | 28500 | 24225
WADVPRIME3BISP-02 | Advantage Prime Service Plan for All-In-One with Galaxy VS, CW cooling, up to 40KW |  |  | PREFAB CLSSC CONTRACT | Services | Advantage Service Plan for 3-Phase UPS | 33345 | 28343.25
WADVPRIME3BISP-03 | Advantage Prime Service Plan for All-In-One with Galaxy VS, CW cooling, up to 60KW |  |  | PREFAB CLSSC CONTRACT | Services | Advantage Service Plan for 3-Phase UPS | 39160 | 33286
WADVPRIME3BISP-04 | Advantage Prime Service Plan for All-In-One with Galaxy VS, CW cooling, up to 80KW |  |  | PREFAB CLSSC CONTRACT | Services | Advantage Service Plan for 3-Phase UPS | 41465 | 35245.25
WADVPRIME3BISP-05 | Advantage Prime Service Plan for All-In-One with Galaxy VS, CW cooling, up to 100KW |  |  | PREFAB CLSSC CONTRACT | Services | Advantage Service Plan for 3-Phase UPS | 41465 | 35245.25
WADVPRIME3BISP-06 | Advantage Prime Service Plan for All-In-One with Galaxy VS, CW cooling, up to 120KW |  |  | PREFAB CLSSC CONTRACT | Services | Advantage Service Plan for 3-Phase UPS | 58245 | 49508.25
WADVPRIME3BISP-07 | Advantage Prime Service Plan for All-In-One with Galaxy VS, CW cooling, up to 140KW |  |  | PREFAB CLSSC CONTRACT | Services | Advantage Service Plan for 3-Phase UPS | 68195 | 57965.75
WADVPRIME4AISP-03 | Advantage Prime Service Plan for All-In-One with Easy 3M, DX cooling, up to 60KW |  |  | PREFAB CLSSC CONTRACT | Services | Advantage Service Plan for 3-Phase UPS | 58880 | 50048
WADVPRIME4AISP-04 | Advantage Prime Service Plan for All-In-One with Easy3M, DX cooling, up to 80KW |  |  | PREFAB CLSSC CONTRACT | Services | Advantage Service Plan for 3-Phase UPS | 66950 | 56907.5
WADVPRIME4AISP-05 | Advantage Prime Service Plan for All-In-One with Easy 3M, DX cooling, up to 100KW |  |  | PREFAB CLSSC CONTRACT | Services | Advantage Service Plan for 3-Phase UPS | 65630 | 55785.5
WADVPRIME4AISP-06 | Advantage Prime Service Plan for All-In-One with Easy 3M, DX cooling, up to 120KW |  |  | PREFAB CLSSC CONTRACT | Services | Advantage Service Plan for 3-Phase UPS | 70910 | 60273.5
WADVPRIME4AISP-07 | Advantage Prime Service Plan for All-In-One with Easy 3M, DX cooling, up to 140KW |  |  | PREFAB CLSSC CONTRACT | Services | Advantage Service Plan for 3-Phase UPS | 70910 | 60273.5
WADVPRIME4AISP-08 | Advantage Prime Service Plan for All-In-One with Easy 3M, DX cooling, up to 160KW |  |  | PREFAB CLSSC CONTRACT | Services | Advantage Service Plan for 3-Phase UPS | 87825 | 74651.25
WADVPRIME4AISP-09 | Advantage Prime Service Plan for All-In-One with Easy 3M, DX cooling, up to 180KW |  |  | PREFAB CLSSC CONTRACT | Services | Advantage Service Plan for 3-Phase UPS | 101340 | 86139
WADVPRIME4AISP-10 | Advantage Prime Service Plan for All-In-One with Easy 3M, DX cooling, up to 200KW |  |  | PREFAB CLSSC CONTRACT | Services | Advantage Service Plan for 3-Phase UPS | 132150 | 112327.5
WADVPRIME4BISP-03 | Advantage Prime Service Plan for All-In-One with Easy 3M, CW cooling, up to 60KW |  |  | PREFAB CLSSC CONTRACT | Services | Advantage Service Plan for 3-Phase UPS | 37810 | 32138.5
WADVPRIME4BISP-04 | Advantage Prime Service Plan for All-In-One with Easy 3M, CW cooling, up to 80KW |  |  | PREFAB CLSSC CONTRACT | Services | Advantage Service Plan for 3-Phase UPS | 41845 | 35568.25
WADVPRIME4BISP-05 | Advantage Prime Service Plan for All-In-One with Easy 3M, CW cooling, up to 100KW |  |  | PREFAB CLSSC CONTRACT | Services | Advantage Service Plan for 3-Phase UPS | 52755 | 44841.75
WADVPRIME4BISP-06 | Advantage Prime Service Plan for All-In-One with Easy 3M, CW cooling, up to 120KW |  |  | PREFAB CLSSC CONTRACT | Services | Advantage Service Plan for 3-Phase UPS | 57575 | 48938.75
WADVPRIME4BISP-07 | Advantage Prime Service Plan for All-In-One with Easy 3M, CW cooling, up to 140KW |  |  | PREFAB CLSSC CONTRACT | Services | Advantage Service Plan for 3-Phase UPS | 64075 | 54463.75
WADVPRIME4BISP-08 | Advantage Prime Service Plan for All-In-One with Easy 3M, CW cooling, up to 160KW |  |  | PREFAB CLSSC CONTRACT | Services | Advantage Service Plan for 3-Phase UPS | 58410 | 49648.5
WADVPRIME4BISP-09 | Advantage Prime Service Plan for All-In-One with Easy 3M, CW cooling, up to 180KW |  |  | PREFAB CLSSC CONTRACT | Services | Advantage Service Plan for 3-Phase UPS | 57010 | 48458.5
WADVPRIME4BISP-10 | Advantage Prime Service Plan for All-In-One with Easy 3M, CW cooling, up to 200KW |  |  | PREFAB CLSSC CONTRACT | Services | Advantage Service Plan for 3-Phase UPS | 65120 | 55352
WADVPRIME6APSP-13 | Advantage Prime Service Plan for Power Module with Galaxy VL, DX cooling, up to 250KW |  |  | PREFAB CLSSC CONTRACT | Services | Advantage Service Plan for 3-Phase UPS | 50490 | 42916.5
WADVPRIME6APSP-14 | Advantage Prime Service Plan for Power Module with Galaxy VL, DX cooling, up to 500KW |  |  | PREFAB CLSSC CONTRACT | Services | Advantage Service Plan for 3-Phase UPS | 54945 | 46703.25
WADVPRIME6APSP-15 | Advantage Prime Service Plan for Power Module with Galaxy VL, DX cooling, up to 750KW |  |  | PREFAB CLSSC CONTRACT | Services | Advantage Service Plan for 3-Phase UPS | 92945 | 79003.25
WADVPRIME6APSP-16 | Advantage Prime Service Plan for Power Module with Galaxy VL, DX cooling, up to 1000KW |  |  | PREFAB CLSSC CONTRACT | Services | Advantage Service Plan for 3-Phase UPS | 103510 | 87983.5
WADVPRIME6APSP-17 | Advantage Prime Service Plan for Power Module with Galaxy VL, DX cooling, up to 1250KW |  |  | PREFAB CLSSC CONTRACT | Services | Advantage Service Plan for 3-Phase UPS | 124685 | 105982.25
WADVPRIME6APSP-18 | Advantage Prime Service Plan for Power Module with Galaxy VL, DX cooling, up to 1500KW |  |  | PREFAB CLSSC CONTRACT | Services | Advantage Service Plan for 3-Phase UPS | 133320 | 113322
WADVPRIME6APSP-19 | Advantage Prime Service Plan for Power Module with Galaxy VL, DX cooling, up to 1750KW |  |  | PREFAB CLSSC CONTRACT | Services | Advantage Service Plan for 3-Phase UPS | 136070 | 115659.5
WADVPRIME6APSP-20 | Advantage Prime Service Plan for Power Module with Galaxy VL, DX cooling, up to 2000KW |  |  | PREFAB CLSSC CONTRACT | Services | Advantage Service Plan for 3-Phase UPS | 156970 | 133424.5
WADVPRIME6CPSP-13 | Advantage Prime Service Plan for Power Module with Galaxy VL, CRAC cooling, up to 250KW |  |  | PREFAB CLSSC CONTRACT | Services | Advantage Service Plan for 3-Phase UPS | 47095 | 40030.75
WADVPRIME6CPSP-14 | Advantage Prime Service Plan for Power Module with Galaxy VL, DX cooling, up to 500KW |  |  | PREFAB CLSSC CONTRACT | Services | Advantage Service Plan for 3-Phase UPS | 51300 | 43605
WADVPRIME6CPSP-15 | Advantage Prime Service Plan for Power Module with Galaxy VL, CRAC cooling, up to 750KW |  |  | PREFAB CLSSC CONTRACT | Services | Advantage Service Plan for 3-Phase UPS | 62110 | 52793.5
WADVPRIME6CPSP-16 | Advantage Prime Service Plan for Power Module with Galaxy VL, CRAC cooling, up to 1000KW |  |  | PREFAB CLSSC CONTRACT | Services | Advantage Service Plan for 3-Phase UPS | 64450 | 54782.5
WADVPRIME6CPSP-17 | Advantage Prime Service Plan for Power Module with Galaxy VL, CRAC cooling, up to 1250KW |  |  | PREFAB CLSSC CONTRACT | Services | Advantage Service Plan for 3-Phase UPS | 74190 | 63061.5
WADVPRIME6CPSP-18 | Advantage Prime Service Plan for Power Module with Galaxy VL, CRAC cooling, up to 1500KW |  |  | PREFAB CLSSC CONTRACT | Services | Advantage Service Plan for 3-Phase UPS | 77460 | 65841
WADVPRIME6CPSP-19 | Advantage Prime Service Plan for Power Module with Galaxy VL, CRAC cooling, up to 1750KW |  |  | PREFAB CLSSC CONTRACT | Services | Advantage Service Plan for 3-Phase UPS | 99600 | 84660
WADVPRIME6CPSP-20 | Advantage Prime Service Plan for Power Module with Galaxy VL, CRAC cooling, up to 2000KW |  |  | PREFAB CLSSC CONTRACT | Services | Advantage Service Plan for 3-Phase UPS | 105170 | 89394.5
WADVPRIME7APSP-13 | Advantage Prime Service Plan for Power Module with Galaxy VX, DX cooling, up to 250KW |  |  | PREFAB CLSSC CONTRACT | Services | Advantage Service Plan for 3-Phase UPS | 49465 | 42045.25
WADVPRIME7APSP-14 | Advantage Prime Service Plan for Power Module with Galaxy VX, DX cooling, up to 500KW |  |  | PREFAB CLSSC CONTRACT | Services | Advantage Service Plan for 3-Phase UPS | 60015 | 51012.75
WADVPRIME7APSP-15 | Advantage Prime Service Plan for Power Module with Galaxy VX, DX cooling, up to 750KW |  |  | PREFAB CLSSC CONTRACT | Services | Advantage Service Plan for 3-Phase UPS | 79710 | 67753.5
WADVPRIME7APSP-16 | Advantage Prime Service Plan for Power Module with Galaxy VX, DX cooling, up to 1000KW |  |  | PREFAB CLSSC CONTRACT | Services | Advantage Service Plan for 3-Phase UPS | 86345 | 73393.25
WADVPRIME7APSP-17 | Advantage Prime Service Plan for Power Module with Galaxy VX, DX cooling, up to 1250KW |  |  | PREFAB CLSSC CONTRACT | Services | Advantage Service Plan for 3-Phase UPS | 105490 | 89666.5
WADVPRIME7APSP-18 | Advantage Prime Service Plan for Power Module with Galaxy VX, DX cooling, up to 1500KW |  |  | PREFAB CLSSC CONTRACT | Services | Advantage Service Plan for 3-Phase UPS | 116090 | 98676.5
WADVPRIME7APSP-19 | Advantage Prime Service Plan for Power Module with Galaxy VX, DX cooling, up to 1750KW |  |  | PREFAB CLSSC CONTRACT | Services | Advantage Service Plan for 3-Phase UPS | 126595 | 107605.75
WADVPRIME7APSP-20 | Advantage Prime Service Plan for Power Module with Galaxy VX, DX cooling, up to 2000KW |  |  | PREFAB CLSSC CONTRACT | Services | Advantage Service Plan for 3-Phase UPS | 146835 | 124809.75
WADVPRIME7CPSP-13 | Advantage Prime Service Plan for Power Module with Galaxy VX, CRAC cooling, up to 250KW |  |  | PREFAB CLSSC CONTRACT | Services | Advantage Service Plan for 3-Phase UPS | 51290 | 43596.5
WADVPRIME7CPSP-14 | Advantage Prime Service Plan for Power Module with Galaxy VX, DX cooling, up to 500KW |  |  | PREFAB CLSSC CONTRACT | Services | Advantage Service Plan for 3-Phase UPS | 53190 | 45211.5
WADVPRIME7CPSP-15 | Advantage Prime Service Plan for Power Module with Galaxy VX, CRAC cooling, up to 750KW |  |  | PREFAB CLSSC CONTRACT | Services | Advantage Service Plan for 3-Phase UPS | 58790 | 49971.5
WADVPRIME7CPSP-16 | Advantage Prime Service Plan for Power Module with Galaxy VX, CRAC cooling, up to 1000KW |  |  | PREFAB CLSSC CONTRACT | Services | Advantage Service Plan for 3-Phase UPS | 63950 | 54357.5
WADVPRIME7CPSP-17 | Advantage Prime Service Plan for Power Module with Galaxy VX, CRAC cooling, up to 1250KW |  |  | PREFAB CLSSC CONTRACT | Services | Advantage Service Plan for 3-Phase UPS | 63145 | 53673.25
WADVPRIME7CPSP-18 | Advantage Prime Service Plan for Power Module with Galaxy VX, CRAC cooling, up to 1500KW |  |  | PREFAB CLSSC CONTRACT | Services | Advantage Service Plan for 3-Phase UPS | 62290 | 52946.5
WADVPRIME7CPSP-19 | Advantage Prime Service Plan for Power Module with Galaxy VX, CRAC cooling, up to 1750KW |  |  | PREFAB CLSSC CONTRACT | Services | Advantage Service Plan for 3-Phase UPS | 81680 | 69428
WADVPRIME7CPSP-20 | Advantage Prime Service Plan for Power Module with Galaxy VX, CRAC cooling, up to 2000KW |  |  | PREFAB CLSSC CONTRACT | Services | Advantage Service Plan for 3-Phase UPS | 92835 | 78909.75
WADVPRIME-AE-25 | (1) Year Advantage Prime Service Plan for (1) IAEC25 250Kw Cooling Unit |  |  | SP COOL CLSSC CONTRACT | Services | Advantage Service Plan for 3-Phase UPS | 13960 | 11866
WADVPRIME-AE-50 | (1) Year Advantage Prime Service Plan for (1) IAEC50 500Kw Cooling Unit |  |  | SP COOL CLSSC CONTRACT | Services | Advantage Service Plan for 3-Phase UPS | 22920 | 19482
WADVPRIME-AX-14 | (1) Year Advantage Prime Service Plan for (1) InfraStruXure InRow SC |  |  | SP COOL CLSSC CONTRACT | Services | Advantage Service Plan for Cooling | 2925 | 2486.25
WADVPRIME-AX-15 | (1) Year Advantage Prime Service Plan for (1) In Row ACRD Half Rack 10kw |  |  | SP COOL CLSSC CONTRACT | Services | Advantage Service Plan for Cooling | 5570 | 4734.5
WADVPRIME-AX-22 | (1) Year Advantage Prime Service Plan for (1) InfraStruXure InRow RP Chilled Water |  |  | SP COOL CLSSC CONTRACT | Services | Advantage Service Plan for Cooling | 6520 | 5542
WADVPRIME-AX-25 | (1) Year Advantage Prime Service Plan for (1) InRoom Chilled Water 28-87kw |  |  | SP COOL CLSSC CONTRACT | Services | Advantage Service Plan for Cooling | 5860 | 4981
WADVPRIME-AX-26 | (1) Year Advantage Prime Service Plan for (1) InfraStruXure InRow RC Chilled Water |  |  | SP COOL CLSSC CONTRACT | Services | Advantage Service Plan for Cooling | 3565 | 3030.25
WADVPRIME-AX-27 | (1) Year Advantage Prime Service Plan for (1) InRoom Chilled Water 87kw |  |  | SP COOL CLSSC CONTRACT | Services | Advantage Service Plan for Cooling | 6475 | 5503.75
WADVPRIME-AX-28 | (1) Year Advantage Prime Service Plan for (1) In Row ACRD101 series |  |  | SP COOL CLSSC CONTRACT | Services | Advantage Service Plan for Cooling | 6005 | 5104.25
WADVPRIME-AX-34 | (1) Year Advantage Prime Service Plan for (1) In Row ACRD 300 and 301 series |  |  | SP COOL CLSSC CONTRACT | Services | Advantage Service Plan for Cooling | 7640 | 6494
WADVPRIME-AX-41 | (1) Year Advantage Prime Service Plan for (1) InfraStruXure InRow RP DX Air Cooled |  |  | SP COOL CLSSC CONTRACT | Services | Advantage Service Plan for Cooling | 6950 | 5907.5
WADVPRIME-AX-60 | (1) Year Advantage Prime Service Plan for High-Density Cooling Enclosure |  |  | SP COOL CLSSC CONTRACT | Services | Advantage Service Plan for Cooling | 5825 | 4951.25
WADVPRIME-AX-70 | (1) Year Advantage Prime Service Plan for (1) R134A Pumped Refrigerant Distribution Unit (RDU) |  |  | SP COOL CLSSC CONTRACT | Services | Advantage Service Plan for Cooling | 4520 | 3842
WADVPRIME-AX-73 | (1) Year Advantage Prime Service Plan for (1) R134A Pumped Refrigerant InRow Unit (ACOA or ACRA) |  |  | SP COOL CLSSC CONTRACT | Services | Advantage Service Plan for Cooling | 3405 | 2894.25
WADVPRIME-AX-80 | (1) Year Advantage Prime Service Plan for (1) Modular Cooling Frame (ACECFR20XXX or ACECFR40XXX) |  |  | SP COOL CLSSC CONTRACT | Services | Advantage Service Plan for Cooling | 8400 | 7140
WADVPRIME-AX-81 | (1) Year Advantage Prime Service Plan for (1) Air Side Economizer Module with DX |  |  | SP COOL CLSSC CONTRACT | Services | Advantage Service Plan for Cooling | 9635 | 8189.75
WADVPRIME-E7-50 | (1) Year Advantage Prime Service Plan for (1) EPS 7000 300 to 500 kVA UPS |  |  | 3PH&BATT CLASSC CONTR | Services | Advantage Service Plan for 3-Phase UPS | 18535 | 15754.75
WADVPRIME-ES-60 | (1) Year Advantage Prime Service Plan for (1) Epsilon 200 to 600A |  |  | 3PH&BATT CLASSC CONTR | Services | Advantage Service Plan for 3-Phase UPS | 6000 | 5100
WADVPRIME-EZU-15 | (1) Yr Advantage Prime Service Plan for (1) Easy UPS 3S UL 10-15kVA UPS |  |  | 3PH&BATT CLASSC CONTR | Services | Advantage Service Plan for 3-Phase UPS | 9405 | 7994.25
WADVPRIME-EZU-20 | (1) Yr Advantage Prime Service Plan for (1) Easy UPS 3S UL 20kVA UPS |  |  | 3PH&BATT CLASSC CONTR | Services | Advantage Service Plan for 3-Phase UPS | 9615 | 8172.75
WADVPRIME-EZU-30 | (1) Yr Advantage Prime Service Plan for (1) Easy UPS 3S UL 30kVA UPS |  |  | 3PH&BATT CLASSC CONTR | Services | Advantage Service Plan for 3-Phase UPS | 9830 | 8355.5
WADVPRIME-EZU-40 | (1) Yr Advantage Prime Service Plan for (1) Easy UPS 3S UL 40kVA UPS |  |  | 3PH&BATT CLASSC CONTR | Services | Advantage Service Plan for 3-Phase UPS | 10045 | 8538.25
WADVPRIME-G3-21 | (1) Year Advantage Prime Service Plan for (1) Galaxy 3500 or SUVT 10-15 kVA UPS |  |  | 3PH&BATT CLASSC CONTR | Services | Advantage Service Plan for 3-Phase UPS | 4000 | 3400
WADVPRIME-G3-22 | (1) Year Advantage Prime Service Plan for (1) Galaxy 3500 or SUVT 20 kVA UPS |  |  | 3PH&BATT CLASSC CONTR | Services | Advantage Service Plan for 3-Phase UPS | 5220 | 4437
WADVPRIME-G3-23 | (1) Year Advantage Prime Service Plan for (1) Galaxy 3500 or SUVT 30 kVA UPS |  |  | 3PH&BATT CLASSC CONTR | Services | Advantage Service Plan for 3-Phase UPS | 5945 | 5053.25
WADVPRIME-G3-24 | (1) Year Advantage Prime Service Plan for (1) Galaxy 3500 or SUVT 40 kVA UPS |  |  | 3PH&BATT CLASSC CONTR | Services | Advantage Service Plan for 3-Phase UPS | 6305 | 5359.25
WADVPRIME-G4-50 | (1) Year Advantage Prime Service Plan for (1) Galaxy 4000 40 to 50 kVA UPS |  |  | 3PH&BATT CLASSC CONTR | Services | Advantage Service Plan for 3-Phase UPS | 6860 | 5831
WADVPRIME-G4-75 | (1) Year Advantage Prime Service Plan for (1) Galaxy 4000 65 to 75 kVA UPS |  |  | 3PH&BATT CLASSC CONTR | Services | Advantage Service Plan for 3-Phase UPS | 7435 | 6319.75
WADVPRIME-G5-13 | (1) Year Advantage Prime Service Plan for (1) Galaxy 5000/5500 81 to 130 kVA UPS |  |  | 3PH&BATT CLASSC CONTR | Services | Advantage Service Plan for 3-Phase UPS | 8735 | 7424.75
WADVPRIME-G5-81 | (1) Year Advantage Prime Service Plan for (1) Galaxy 5000/5500 41 to 80 kVA UPS |  |  | 3PH&BATT CLASSC CONTR | Services | Advantage Service Plan for 3-Phase UPS | 7245 | 6158.25
WADVPRIME-GP-12 | (1) Year Advantage Prime Service Plan for (1) Galaxy PW or PWI 80 to 130 kVA UPS |  |  | 3PH&BATT CLASSC CONTR | Services | Advantage Service Plan for 3-Phase UPS | 10990 | 9341.5
WADVPRIME-GP-15 | (1) Year Advantage Prime Service Plan for (1) Galaxy PW 150 or 180 or PWI 160 kVA UPS |  |  | 3PH&BATT CLASSC CONTR | Services | Advantage Service Plan for 3-Phase UPS | 10020 | 8517
WADVPRIME-GP-20 | (1) Year Advantage Prime Service Plan for (1) Galaxy PW 160 or 200 or PWI 200 kVA UPS |  |  | 3PH&BATT CLASSC CONTR | Services | Advantage Service Plan for 3-Phase UPS | 12640 | 10744
WADVPRIME-GP-22 | (1) Year Advantage Prime Service Plan for (1) Galaxy PW 225 kVA UPS |  |  | 3PH&BATT CLASSC CONTR | Services | Advantage Service Plan for 3-Phase UPS | 12640 | 10744
WADVPRIME-GT-20 | (1) Year Advantage Prime Service Plan for (1) PXC 10 - 25 kVA UPS |  |  | 3PH&BATT CLASSC CONTR | Services | Advantage Service Plan for 3-Phase UPS | Call for Quote | Call for Quote
WADVPRIME-GT-40 | (1) Year Advantage Prime Service Plan for (1) PXC 30 - 40 kVA UPS |  |  | 3PH&BATT CLASSC CONTR | Services | Advantage Service Plan for 3-Phase UPS | Call for Quote | Call for Quote
WADVPRIME-GT-60 | (1) Year Advantage Prime Service Plan for (1) PXC 50 - 60 kVA UPS |  |  | 3PH&BATT CLASSC CONTR | Services | Advantage Service Plan for 3-Phase UPS | Call for Quote | Call for Quote
WADVPRIME-GT-80 | (1) Year Advantage Prime Service Plan for (1) PXC 75 - 80 kVA UPS |  |  | 3PH&BATT CLASSC CONTR | Services | Advantage Service Plan for 3-Phase UPS | Call for Quote | Call for Quote
WADVPRIME-MP-00 | (1) Year Advantage Prime Service Plan for (1) MGE product |  |  | 3PH&BATT CLASSC CONTR | Services | Advantage Service Plan for 3-Phase UPS | Call for Quote | Call for Quote
WADVPRIME-MW-09 | (1) Year Advantage Prime Service Plan for Symmetra MW 400kVA |  |  | 3PH&BATT CLASSC CONTR | Services | Advantage Service Plan for 3-Phase UPS | 13785 | 11717.25
WADVPRIME-MW-10 | (1) Year Advantage Prime Service Plan for Symmetra MW 600kVA |  |  | 3PH&BATT CLASSC CONTR | Services | Advantage Service Plan for 3-Phase UPS | 16800 | 14280
WADVPRIME-MW-11 | (1) Year Advantage Prime Service Plan for Symmetra MW 800kVA |  |  | 3PH&BATT CLASSC CONTR | Services | Advantage Service Plan for 3-Phase UPS | 19455 | 16536.75
WADVPRIME-MW-12 | (1) Year Advantage Prime Service Plan for Symmetra MW 1000kVA |  |  | 3PH&BATT CLASSC CONTR | Services | Advantage Service Plan for 3-Phase UPS | 22525 | 19146.25
WADVPRIME-MW-13 | (1) Year Advantage Prime Service Plan for Symmetra MW 1200kVA |  |  | 3PH&BATT CLASSC CONTR | Services | Advantage Service Plan for 3-Phase UPS | 25510 | 21683.5
WADVPRIME-MW-14 | (1) Year Advantage Prime Service Plan for Symmetra MW 1400kVA |  |  | 3PH&BATT CLASSC CONTR | Services | Advantage Service Plan for 3-Phase UPS | 26810 | 22788.5
WADVPRIME-MW-15 | (1) Year Advantage Prime Service Plan for Symmetra MW 1600kVA |  |  | 3PH&BATT CLASSC CONTR | Services | Advantage Service Plan for 3-Phase UPS | 27885 | 23702.25
WADVPRIME-NX-81 | (1) Year Advantage Prime Service Plan for (1) SY 100 to 250 kVA UPS, (2) XR Frames and PDU |  |  | 3PH&BATT CLASSC CONTR | Services | Advantage Service Plan for 3-Phase UPS | 21625 | 18381.25
WADVPRIME-NX-82 | (1) Year Advantage Prime Service Plan for (1) SY 200 kVA UPS, (2) XR Frames and PDU |  |  | 3PH&BATT CLASSC CONTR | Services | Advantage Service Plan for 3-Phase UPS | 25155 | 21381.75
WADVPRIME-NX-84 | (1) Year Advantage Prime Service Plan for (1) SY 250 kVA UPS, (2) XR Frames and PDU |  |  | 3PH&BATT CLASSC CONTR | Services | Advantage Service Plan for 3-Phase UPS | 29160 | 24786
WADVPRIME-NX-85 | (1) Year Advantage Prime Service Plan for (1) SY 300 kVA UPS, (4) XR Frames and PDU |  |  | 3PH&BATT CLASSC CONTR | Services | Advantage Service Plan for 3-Phase UPS | 31765 | 27000.25
WADVPRIME-NX-86 | (1) Year Advantage Prime Service Plan for (1) SY 400 kVA UPS, (4) XR Frames and PDU |  |  | 3PH&BATT CLASSC CONTR | Services | Advantage Service Plan for 3-Phase UPS | 36865 | 31335.25
WADVPRIME-NX-87 | (1) Year Advantage Prime Service Plan for (1) SY 500 kVA UPS, (4) XR Frames and PDU |  |  | 3PH&BATT CLASSC CONTR | Services | Advantage Service Plan for 3-Phase UPS | 43795 | 37225.75
WADVPRIME-PD-20 | (1) Year Advantage Prime Service Plan for (1) 5U Rack Distribution Panel |  |  | 3PH&BATT CLASSC CONTR | Services | Advantage Service Plan for 3-Phase UPS | 1715 | 1457.75
WADVPRIME-PD-30 | (1) Yr Advantage Prime Service Plan for (1) 1/2 Rack Remote or (1) Modular Power Panel |  |  | 3PH&BATT CLASSC CONTR | Services | Advantage Service Plan for 3-Phase UPS | 3330 | 2830.5
WADVPRIME-PD-50 | (1) Year Advantage Prime Service Plan for (1) InfraStuxure 60kVA / 150kVA PDU |  |  | 3PH&BATT CLASSC CONTR | Services | Advantage Service Plan for 3-Phase UPS | 3830 | 3255.5
WADVPRIME-PM-30 | (1) Year Advantage Prime Service Plan for (1) PMM 30 to 300 Amp |  |  | 3PH&BATT CLASSC CONTR | Services | Advantage Service Plan for 3-Phase UPS | 2700 | 2295
WADVPRIME-PX-21 | (1) Year Advantage Prime Service Plan for (1) Symmetra PX UPS 10kVA 40 and/or PDU |  |  | 3PH&BATT CLASSC CONTR | Services | Advantage Service Plan for 3-Phase UPS | 5515 | 4687.75
WADVPRIME-PX-22 | (1) Year Advantage Prime Service Plan for (1) Symmetra PX UPS 20kVA 40 and/or PDU |  |  | 3PH&BATT CLASSC CONTR | Services | Advantage Service Plan for 3-Phase UPS | 5855 | 4976.75
WADVPRIME-PX-23 | (1) Year Advantage Prime Service Plan for (1) Symmetra PX UPS 30kVA 40 and/or PDU |  |  | 3PH&BATT CLASSC CONTR | Services | Advantage Service Plan for 3-Phase UPS | 6140 | 5219
WADVPRIME-PX-24 | (1) Year Advantage Prime Service Plan for (1) Symmetra PX UPS 40kVA 40 and/or PDU |  |  | 3PH&BATT CLASSC CONTR | Services | Advantage Service Plan for 3-Phase UPS | 6500 | 5525
WADVPRIME-PX-31 | (1) Year Advantage Prime Service Plan for (1) Symmetra PX UPS 10kVA 80 or 100 frame UPS and/or PDU |  |  | 3PH&BATT CLASSC CONTR | Services | Advantage Service Plan for 3-Phase UPS | 6845 | 5818.25
WADVPRIME-PX-32 | (1) Year Advantage Prime Service Plan for (1) Symmetra PX UPS 20kVA 80 or 100 frame UPS and/or PDU |  |  | 3PH&BATT CLASSC CONTR | Services | Advantage Service Plan for 3-Phase UPS | 7145 | 6073.25
WADVPRIME-PX-33 | (1) Year Advantage Prime Service Plan for (1) Symmetra PX UPS 30kVA 80 or 100 frame UPS and/or PDU |  |  | 3PH&BATT CLASSC CONTR | Services | Advantage Service Plan for 3-Phase UPS | 7485 | 6362.25
WADVPRIME-PX-34 | (1) Year Advantage Prime Service Plan for (1) Symmetra PX UPS 40kVA 80 or 100 frame UPS and/or PDU |  |  | 3PH&BATT CLASSC CONTR | Services | Advantage Service Plan for 3-Phase UPS | 7840 | 6664
WADVPRIME-PX-35 | (1) Year Advantage Prime Service Plan for (1) Symmetra PX UPS 50kVA 80 or 100 frame UPS and/or PDU |  |  | 3PH&BATT CLASSC CONTR | Services | Advantage Service Plan for 3-Phase UPS | 8190 | 6961.5
WADVPRIME-PX-36 | (1) Year Advantage Prime Service Plan for (1) Symmetra PX UPS 60kVA 80 or 100 frame UPS and/or PDU |  |  | 3PH&BATT CLASSC CONTR | Services | Advantage Service Plan for 3-Phase UPS | 8470 | 7199.5
WADVPRIME-PX-37 | (1) Year Advantage Prime Service Plan for (1) Symmetra PX UPS 70kVA 80 or 100 frame UPS and/or PDU |  |  | 3PH&BATT CLASSC CONTR | Services | Advantage Service Plan for 3-Phase UPS | 8850 | 7522.5
WADVPRIME-PX-38 | (1) Year Advantage Prime Service Plan for (1) Symmetra PX UPS 80kVA 80 or 100 frame UPS and/or PDU |  |  | 3PH&BATT CLASSC CONTR | Services | Advantage Service Plan for 3-Phase UPS | 9180 | 7803
WADVPRIME-UF-21 | 1 Year Advantage Prime Service Plan for CW LE Model 0600 thru 1400 |  |  | SP COOL CLSSC CONTRACT | Services | Advantage Service Plan for Cooling | 6255 | 5316.75
WADVPRIME-UF-22 | 1 Year Advantage Prime Service Plan for CW LE Model 1700 thru 2900 |  |  | SP COOL CLSSC CONTRACT | Services | Advantage Service Plan for Cooling | 6415 | 5452.75
WADVPRIME-UF-23 | 1 Year Advantage Prime Service Plan for 1 CW LE Model 3400 thru 4600 |  |  | SP COOL CLSSC CONTRACT | Services | Advantage Service Plan for Cooling | 6580 | 5593
WADVPRIME-UF-24 | 1 Year Advantage Prime Service Plan for 1 CW LE Model 4800 thru 5300 |  |  | SP COOL CLSSC CONTRACT | Services | Advantage Service Plan for Cooling | 7025 | 5971.25
WADVPRIME-UF-31 | 1 Year Advantage Prime Service Plan for 1 DX LE Model 0511 thru 0611 |  |  | SP COOL CLSSC CONTRACT | Services | Advantage Service Plan for Cooling | 6350 | 5397.5
WADVPRIME-UF-32 | 1 Year Advantage Prime Service Plan for 1 DX LE Model 0721 thru 0921 |  |  | SP COOL CLSSC CONTRACT | Services | Advantage Service Plan for Cooling | 7130 | 6060.5
WADVPRIME-UF-33 | 1 Year Advantage Prime Service Plan for 1 DX LE Model 1422 thru 1822 |  |  | SP COOL CLSSC CONTRACT | Services | Advantage Service Plan for Cooling | 7405 | 6294.25
WADVPRIME-UF-34 | 1 Year Advantage Prime Service Plan for 1 DX LE Max Model 2222 thru 3342 |  |  | SP COOL CLSSC CONTRACT | Services | Advantage Service Plan for Cooling | 8205 | 6974.25
WADVPRIME-UF-45 | 1 Year Advantage Prime Service Plan for 1 DX Unisplit Ceiling or Wall Mount Unit - Model 0341 |  |  | SP COOL CLSSC CONTRACT | Services | Advantage Service Plan for Cooling | 8570 | 7284.5
WADVPRIME-UF-47 | 1 Year Advantage Prime Service Plan for 1 DX Unisplit Ceiling or Wall Mount Unit - Model 0481 |  |  | SP COOL CLSSC CONTRACT | Services | Advantage Service Plan for Cooling | 9250 | 7862.5
WADVPRIME-UF-75B | 1 Yr Adv Prime Plan for 1 Chiller w-freecooling Model BCEF 0752A - 0903A |  |  | SP COOL CLSSC CONTRACT | Services | Advantage Service Plan for Cooling | 29465 | 25045.25
WADVPRIME-UF-75C | 1 Yr Adv Prime Plan for 1 Chiller w-freecooling Model BCEF 1103A |  |  | SP COOL CLSSC CONTRACT | Services | Advantage Service Plan for Cooling | 38860 | 33031
WADVPRIME-VL-300 | (1) Yr Advantage Prime Service Plan for (1) Galaxy VL 300kW UPS |  |  | 3PH&BATT CLASSC CONTR | Services | Advantage Service Plan for 3-Phase UPS | 14345 | 12193.25
WADVPRIME-VL-400 | (1) Yr Advantage Prime Service Plan for (1) Galaxy VL 400kW UPS |  |  | 3PH&BATT CLASSC CONTR | Services | Advantage Service Plan for 3-Phase UPS | 14960 | 12716
WADVPRIME-VL-500 | (1) Yr Advantage Prime Service Plan for (1) Galaxy VL 500kW UPS |  |  | 3PH&BATT CLASSC CONTR | Services | Advantage Service Plan for 3-Phase UPS | 15575 | 13238.75
WADVPRIME-VM-18 | (1) Yr Advantage Prime Service Plan for Galaxy VM 160 to 181kVA UPS, Single or Parallel Config |  |  | 3PH&BATT CLASSC CONTR | Services | Advantage Service Plan for 3-Phase UPS | 10930 | 9290.5
WADVPRIME-VM-25 | (1) Yr Advantage Prime Service Plan for Galaxy VM 200 to 226kVA UPS, Single or Parallel Config |  |  | 3PH&BATT CLASSC CONTR | Services | Advantage Service Plan for 3-Phase UPS | 11275 | 9583.75
WADVPRIME-VS1-A15 | (1) Yr Advantage Prime Service Plan for (1) Galaxy VS 10 to 15kW 208V UPS |  |  | 3PH&BATT CLASSC CONTR | Services | Advantage Service Plan for 3-Phase UPS | 6740 | 5729
WADVPRIME-VS1-A25 | (1) Yr Advantage Prime Service Plan for (1) Galaxy VS 20 to 25kW UPS |  |  | 3PH&BATT CLASSC CONTR | Services | Advantage Service Plan for 3-Phase UPS | 6740 | 5729
WADVPRIME-VS1-A30 | (1) Yr Advantage Prime Service Plan for (1) Galaxy VS 30kW UPS |  |  | 3PH&BATT CLASSC CONTR | Services | Advantage Service Plan for 3-Phase UPS | 6740 | 5729
WADVPRIME-VS1-A40 | (1) Yr Advantage Prime Service Plan for (1) Galaxy VS 40kW UPS |  |  | 3PH&BATT CLASSC CONTR | Services | Advantage Service Plan for 3-Phase UPS | 6740 | 5729
WADVPRIME-VS1-A50 | (1) Yr Advantage Prime Service Plan for (1) Galaxy VS 50kW 400 or 480V UPS |  |  | 3PH&BATT CLASSC CONTR | Services | Advantage Service Plan for 3-Phase UPS | 6740 | 5729
WADVPRIME-VS2-A40 | (1) Yr Advantage Prime Service Plan for (1) Galaxy VS 10 to 15kW UPS |  |  | 3PH&BATT CLASSC CONTR | Services | Advantage Service Plan for 3-Phase UPS | 7370 | 6264.5
WADVPRIME-VS2-A41 | (1) Yr Advantage Prime Service Plan for (1) Galaxy VS 20 to 25kW UPS |  |  | 3PH&BATT CLASSC CONTR | Services | Advantage Service Plan for 3-Phase UPS | 7370 | 6264.5
WADVPRIME-VS2-A50 | (1) Yr Advantage Prime Service Plan for (1) Galaxy VS 30 to 50kW 208V UPS |  |  | 3PH&BATT CLASSC CONTR | Services | Advantage Service Plan for 3-Phase UPS | 7160 | 6086
WADVPRIME-VS2-A60 | (1) Yr Advantage Prime Service Plan for (1) Galaxy VS 60kW UPS |  |  | 3PH&BATT CLASSC CONTR | Services | Advantage Service Plan for 3-Phase UPS | 7160 | 6086
WADVPRIME-VS2-A100 | (1) Yr Advantage Prime Service Plan for (1) Galaxy VS 80 to 100kW UPS |  |  | 3PH&BATT CLASSC CONTR | Services | Advantage Service Plan for 3-Phase UPS | 7160 | 6086
WADVPRIME-VS3-A150 | (1) Yr Advantage Prime Service Plan for (1) Galaxy VS 100 to 150kVA UPS |  |  | 3PH&BATT CLASSC CONTR | Services | Advantage Service Plan for 3-Phase UPS | 8675 | 7373.75
WADVPRIME-VX-50 | (1) Yr Advantage Prime Service Plan for (1) Galaxy VX 500 Scalable to 750kVA UPS |  |  | 3PH&BATT CLASSC CONTR | Services | Advantage Service Plan for 3-Phase UPS | 13605 | 11564.25
WADVPRIME-VX-51 | (1) Yr Advantage Prime Service Plan for (1) Galaxy VX 500kVA UPS |  |  | 3PH&BATT CLASSC CONTR | Services | Advantage Service Plan for 3-Phase UPS | 12700 | 10795
WADVPRIME-VX-52 | (1) Yr Advantage Prime Service Plan for (1) Galaxy VX 500kVA N+1 Redundant UPS |  |  | 3PH&BATT CLASSC CONTR | Services | Advantage Service Plan for 3-Phase UPS | 18245 | 15508.25
WADVPRIME-VX-53 | (1) Yr Advantage Prime Service Plan for (1) Galaxy VX 500 Scalable to 1000kVA UPS |  |  | 3PH&BATT CLASSC CONTR | Services | Advantage Service Plan for 3-Phase UPS | 12700 | 10795
WADVPRIME-VX-54 | (1) Yr Advantage Prime Service Plan for (1) Galaxy VX 500 Scalable to 1250kVA UPS |  |  | 3PH&BATT CLASSC CONTR | Services | Advantage Service Plan for 3-Phase UPS | 12700 | 10795
WADVPRIME-VX-55 | (1) Yr Advantage Prime Service Plan for (1) Galaxy VX 500 Scalable to 1500kVA UPS |  |  | 3PH&BATT CLASSC CONTR | Services | Advantage Service Plan for 3-Phase UPS | 12700 | 10795
WADVPRIME-VX-62 | (1) Yr Advantage Prime Service Plan for (1) Galaxy VX 625kVA UPS |  |  | 3PH&BATT CLASSC CONTR | Services | Advantage Service Plan for 3-Phase UPS | 14875 | 12643.75
WADVPRIME-VX-63 | (1) Yr Advantage Prime Service Plan for (1) Galaxy VX 625kVA N+1 Redundant UPS |  |  | 3PH&BATT CLASSC CONTR | Services | Advantage Service Plan for 3-Phase UPS | 18700 | 15895
WADVPRIME-VX-64 | (1) Yr Advantage Prime Service Plan for (1) Galaxy VX 625 Scalable to 1000kVA UPS |  |  | 3PH&BATT CLASSC CONTR | Services | Advantage Service Plan for 3-Phase UPS | 14280 | 12138
WADVPRIME-VX-75 | (1) Yr Advantage Prime Service Plan for (1) Galaxy VX 750kVA UPS |  |  | 3PH&BATT CLASSC CONTR | Services | Advantage Service Plan for 3-Phase UPS | 19125 | 16256.25
WADVPRIME-VX-76 | (1) Yr Advantage Prime Service Plan for (1) Galaxy VX 750kVA N+1 Redundant UPS |  |  | 3PH&BATT CLASSC CONTR | Services | Advantage Service Plan for 3-Phase UPS | 19550 | 16617.5
WADVPRIME-VX-77 | (1) Yr Advantage Prime Service Plan for (1) Galaxy VX 750 Scalable to 1000kVA UPS |  |  | 3PH&BATT CLASSC CONTR | Services | Advantage Service Plan for 3-Phase UPS | 18245 | 15508.25
WADVPRIME-VX-78 | (1) Yr Advantage Prime Service Plan for (1) Galaxy VX 750 Scalable to 1250kVA UPS |  |  | 3PH&BATT CLASSC CONTR | Services | Advantage Service Plan for 3-Phase UPS | 18245 | 15508.25
WADVPRIME-VX-79 | (1) Yr Advantage Prime Service Plan for (1) Galaxy VX 750 Scalable to 1500kVA UPS |  |  | 3PH&BATT CLASSC CONTR | Services | Advantage Service Plan for 3-Phase UPS | 18245 | 15508.25
WADVPRIME-VX-100 | (1) Yr Advantage Prime Service Plan for (1) Galaxy VX 1000kVA UPS |  |  | 3PH&BATT CLASSC CONTR | Services | Advantage Service Plan for 3-Phase UPS | 20625 | 17531.25
WADVPRIME-VX-101 | (1) Yr Advantage Prime Service Plan for (1) Galaxy VX 1000kVA N+1 Redundant UPS |  |  | 3PH&BATT CLASSC CONTR | Services | Advantage Service Plan for 3-Phase UPS | 22210 | 18878.5
WADVPRIME-VX-102 | (1) Yr Advantage Prime Service Plan for (1) Galaxy VX 1000 Scalable to 1250kVA UPS |  |  | 3PH&BATT CLASSC CONTR | Services | Advantage Service Plan for 3-Phase UPS | 23005 | 19554.25
WADVPRIME-VX-103 | (1) Yr Advantage Prime Service Plan for (1) Galaxy VX 1000 Scalable to 1500kVA UPS |  |  | 3PH&BATT CLASSC CONTR | Services | Advantage Service Plan for 3-Phase UPS | 23795 | 20225.75
WADVPRIME-VX-120 | (1) Yr Advantage Prime Service Plan for (1) Galaxy VX 1250kVA UPS |  |  | 3PH&BATT CLASSC CONTR | Services | Advantage Service Plan for 3-Phase UPS | 23005 | 19554.25
WADVPRIME-VX-121 | (1) Yr Advantage Prime Service Plan for (1) Galaxy VX 1250kVA N+1 Redundant UPS |  |  | 3PH&BATT CLASSC CONTR | Services | Advantage Service Plan for 3-Phase UPS | 23795 | 20225.75
WADVPRIME-VX-122 | (1) Yr Advantage Prime Service Plan for (1) Galaxy VX 1250 Scalable to 1500kVA UPS |  |  | 3PH&BATT CLASSC CONTR | Services | Advantage Service Plan for 3-Phase UPS | 24590 | 20901.5
WADVPRIME-VX-150 | (1) Yr Advantage Prime Service Plan for (1) Galaxy VX 1500kVA UPS |  |  | 3PH&BATT CLASSC CONTR | Services | Advantage Service Plan for 3-Phase UPS | 25385 | 21577.25
WADVPRIME-VX-151 | (1) Yr Advantage Prime Service Plan for (1) Galaxy VX 1500kVA N+1 Redundant UPS |  |  | 3PH&BATT CLASSC CONTR | Services | Advantage Service Plan for 3-Phase UPS | 26175 | 22248.75
WADVPRO-UF-75B | (1) Yr Advantage PRO Plan with (1) PM for 1 Chiller w-freecooling Model BCEF 0752A - 0903A |  |  | SP COOL CLSSC CONTRACT | Services | Advantage Service Plan for Cooling | 20895 | 17760.75
WADVULTRA1-MDC-04 | (1) Year Advantage Ultra Service Plan for (1) Level 4 Micro DC |  |  | 3PH&BATT CLASSC CONTR | Services | Advantage Service Plan for 3-Phase UPS | 18330 | 15580.5
WADVULTRA1-MDC-05 | (1) Year Advantage Ultra Service Plan for (1) Level 5 Micro DC |  |  | 3PH&BATT CLASSC CONTR | Services | Advantage Service Plan for 3-Phase UPS | 25515 | 21687.75
WADVULTRA1AISP-01 | Advantage Ultra Service Plan for All-In-One with Easy 3S, DX cooling, up to 20KW |  |  | PREFAB CLSSC CONTRACT | Services | Advantage Service Plan for 3-Phase UPS | 67530 | 57400.5
WADVULTRA1AISP-02 | Advantage Ultra Service Plan for All-In-One with Easy 3S, DX cooling, up to 40KW |  |  | PREFAB CLSSC CONTRACT | Services | Advantage Service Plan for 3-Phase UPS | 78305 | 66559.25
WADVULTRA1BISP-01 | Advantage Ultra Service Plan for All-In-One with Easy 3S, CW cooling, up to 20KW |  |  | PREFAB CLSSC CONTRACT | Services | Advantage Service Plan for 3-Phase UPS | 37815 | 32142.75
WADVULTRA1BISP-02 | Advantage Ultra Service Plan for All-In-One with Easy 3S, CW cooling, up to 40KW |  |  | PREFAB CLSSC CONTRACT | Services | Advantage Service Plan for 3-Phase UPS | 46075 | 39163.75
WADVULTRA2AISP-01 | Advantage Ultra Service Plan for All-In-One with Symmetra PX, DX cooling, up to 20KW |  |  | PREFAB CLSSC CONTRACT | Services | Advantage Service Plan for 3-Phase UPS | 63570 | 54034.5
WADVULTRA2AISP-02 | Advantage Ultra Service Plan for All-In-One with Symmetra PX, DX cooling, up to 40KW |  |  | PREFAB CLSSC CONTRACT | Services | Advantage Service Plan for 3-Phase UPS | 64920 | 55182
WADVULTRA2AISP-03 | Advantage Ultra Service Plan for All-In-One with Symmetra PX, DX cooling, up to 60KW |  |  | PREFAB CLSSC CONTRACT | Services | Advantage Service Plan for 3-Phase UPS | 66265 | 56325.25
WADVULTRA2AISP-04 | Advantage Ultra Service Plan for All-In-One with Symmetra PX, DX cooling, up to 80KW |  |  | PREFAB CLSSC CONTRACT | Services | Advantage Service Plan for 3-Phase UPS | 66535 | 56554.75
WADVULTRA2AISP-05 | Advantage Ultra Service Plan for All-In-One with Symmetra PX, DX cooling, up to 100KW |  |  | PREFAB CLSSC CONTRACT | Services | Advantage Service Plan for 3-Phase UPS | 112325 | 95476.25
WADVULTRA2AISP-06 | Advantage Ultra Service Plan for All-In-One with Symmetra PX, DX cooling, up to 120KW |  |  | PREFAB CLSSC CONTRACT | Services | Advantage Service Plan for 3-Phase UPS | 121485 | 103262.25
WADVULTRA2AISP-07 | Advantage Ultra Service Plan for All-In-One with Symmetra PX, DX cooling, up to 140KW |  |  | PREFAB CLSSC CONTRACT | Services | Advantage Service Plan for 3-Phase UPS | 121485 | 103262.25
WADVULTRA2AISP-08 | Advantage Ultra Service Plan for All-In-One with Symmetra PX, DX cooling, up to 160KW |  |  | PREFAB CLSSC CONTRACT | Services | Advantage Service Plan for 3-Phase UPS | 139800 | 118830
WADVULTRA2BISP-01 | Advantage Ultra Service Plan for All-In-One with Symmetra PX, CW cooling, up to 20KW |  |  | PREFAB CLSSC CONTRACT | Services | Advantage Service Plan for 3-Phase UPS | 49100 | 41735
WADVULTRA2BISP-02 | Advantage Ultra Service Plan for All-In-One with Symmetra PX, CW cooling, up to 40KW |  |  | PREFAB CLSSC CONTRACT | Services | Advantage Service Plan for 3-Phase UPS | 55080 | 46818
WADVULTRA2BISP-03 | Advantage Ultra Service Plan for All-In-One with Symmetra PX, CW cooling, up to 60KW |  |  | PREFAB CLSSC CONTRACT | Services | Advantage Service Plan for 3-Phase UPS | 70030 | 59525.5
WADVULTRA2BISP-04 | Advantage Ultra Service Plan for All-In-One with Symmetra PX, CW cooling, up to 80KW |  |  | PREFAB CLSSC CONTRACT | Services | Advantage Service Plan for 3-Phase UPS | 73480 | 62458
WADVULTRA2BISP-05 | Advantage Ultra Service Plan for All-In-One with Symmetra PX, CW cooling, up to 100KW |  |  | PREFAB CLSSC CONTRACT | Services | Advantage Service Plan for 3-Phase UPS | 91850 | 78072.5
WADVULTRA2BISP-06 | Advantage Ultra Service Plan for All-In-One with Symmetra PX, CW cooling, up to 120KW |  |  | PREFAB CLSSC CONTRACT | Services | Advantage Service Plan for 3-Phase UPS | 97070 | 82509.5
WADVULTRA2BISP-07 | Advantage Ultra Service Plan for All-In-One with Symmetra PX, CW cooling, up to 140KW |  |  | PREFAB CLSSC CONTRACT | Services | Advantage Service Plan for 3-Phase UPS | 102290 | 86946.5
WADVULTRA2BISP-08 | Advantage Ultra Service Plan for All-In-One with Symmetra PX, CW cooling, up to 160KW |  |  | PREFAB CLSSC CONTRACT | Services | Advantage Service Plan for 3-Phase UPS | 122660 | 104261
WADVULTRA3AISP-01 | Advantage Ultra Service Plan for All-In-One with Galaxy VS, DX cooling, up to 20KW |  |  | PREFAB CLSSC CONTRACT | Services | Advantage Service Plan for 3-Phase UPS | 61620 | 52377
WADVULTRA3AISP-02 | Advantage Ultra Service Plan for All-In-One with Galaxy VS, DX cooling, up to 40KW |  |  | PREFAB CLSSC CONTRACT | Services | Advantage Service Plan for 3-Phase UPS | 75200 | 63920
WADVULTRA3AISP-03 | Advantage Ultra Service Plan for All-In-One with Galaxy VS, DX cooling, up to 60KW |  |  | PREFAB CLSSC CONTRACT | Services | Advantage Service Plan for 3-Phase UPS | 84675 | 71973.75
WADVULTRA3AISP-04 | Advantage Ultra Service Plan for All-In-One with Galaxy VS, DX cooling, up to 80KW |  |  | PREFAB CLSSC CONTRACT | Services | Advantage Service Plan for 3-Phase UPS | 102895 | 87460.75
WADVULTRA3AISP-05 | Advantage Ultra Service Plan for All-In-One with Galaxy VS, DX cooling, up to 100KW |  |  | PREFAB CLSSC CONTRACT | Services | Advantage Service Plan for 3-Phase UPS | 92815 | 78892.75
WADVULTRA3AISP-06 | Advantage Ultra Service Plan for All-In-One with Galaxy VS, DX cooling, up to 120KW |  |  | PREFAB CLSSC CONTRACT | Services | Advantage Service Plan for 3-Phase UPS | 107380 | 91273
WADVULTRA3AISP-07 | Advantage Ultra Service Plan for All-In-One with Galaxy VS, DX cooling, up to 140KW |  |  | PREFAB CLSSC CONTRACT | Services | Advantage Service Plan for 3-Phase UPS | 106150 | 90227.5
WADVULTRA3BISP-01 | Advantage Ultra Service Plan for All-In-One with Galaxy VS, CW cooling, up to 20KW |  |  | PREFAB CLSSC CONTRACT | Services | Advantage Service Plan for 3-Phase UPS | 35620 | 30277
WADVULTRA3BISP-02 | Advantage Ultra Service Plan for All-In-One with Galaxy VS, CW cooling, up to 40KW |  |  | PREFAB CLSSC CONTRACT | Services | Advantage Service Plan for 3-Phase UPS | 41680 | 35428
WADVULTRA3BISP-03 | Advantage Ultra Service Plan for All-In-One with Galaxy VS, CW cooling, up to 60KW |  |  | PREFAB CLSSC CONTRACT | Services | Advantage Service Plan for 3-Phase UPS | 54820 | 46597
WADVULTRA3BISP-04 | Advantage Ultra Service Plan for All-In-One with Galaxy VS, CW cooling, up to 80KW |  |  | PREFAB CLSSC CONTRACT | Services | Advantage Service Plan for 3-Phase UPS | 53900 | 45815
WADVULTRA3BISP-05 | Advantage Ultra Service Plan for All-In-One with Galaxy VS, CW cooling, up to 100KW |  |  | PREFAB CLSSC CONTRACT | Services | Advantage Service Plan for 3-Phase UPS | 53900 | 45815
WADVULTRA3BISP-06 | Advantage Ultra Service Plan for All-In-One with Galaxy VS, CW cooling, up to 120KW |  |  | PREFAB CLSSC CONTRACT | Services | Advantage Service Plan for 3-Phase UPS | 87365 | 74260.25
WADVULTRA3BISP-07 | Advantage Ultra Service Plan for All-In-One with Galaxy VS, CW cooling, up to 140KW |  |  | PREFAB CLSSC CONTRACT | Services | Advantage Service Plan for 3-Phase UPS | 95470 | 81149.5
WADVULTRA4AISP-03 | Advantage Ultra Service Plan for All-In-One with Easy 3M, DX cooling, up to 60KW |  |  | PREFAB CLSSC CONTRACT | Services | Advantage Service Plan for 3-Phase UPS | 88320 | 75072
WADVULTRA4AISP-04 | Advantage Ultra Service Plan for All-In-One with Easy3M, DX cooling, up to 80KW |  |  | PREFAB CLSSC CONTRACT | Services | Advantage Service Plan for 3-Phase UPS | 103770 | 88204.5
WADVULTRA4AISP-05 | Advantage Ultra Service Plan for All-In-One with Easy 3M, DX cooling, up to 100KW |  |  | PREFAB CLSSC CONTRACT | Services | Advantage Service Plan for 3-Phase UPS | 98440 | 83674
WADVULTRA4AISP-06 | Advantage Ultra Service Plan for All-In-One with Easy 3M, DX cooling, up to 120KW |  |  | PREFAB CLSSC CONTRACT | Services | Advantage Service Plan for 3-Phase UPS | 106360 | 90406
WADVULTRA4AISP-07 | Advantage Ultra Service Plan for All-In-One with Easy 3M, DX cooling, up to 140KW |  |  | PREFAB CLSSC CONTRACT | Services | Advantage Service Plan for 3-Phase UPS | 106360 | 90406
WADVULTRA4AISP-08 | Advantage Ultra Service Plan for All-In-One with Easy 3M, DX cooling, up to 160KW |  |  | PREFAB CLSSC CONTRACT | Services | Advantage Service Plan for 3-Phase UPS | 166865 | 141835.25
WADVULTRA4AISP-09 | Advantage Ultra Service Plan for All-In-One with Easy 3M, DX cooling, up to 180KW |  |  | PREFAB CLSSC CONTRACT | Services | Advantage Service Plan for 3-Phase UPS | 182405 | 155044.25
WADVULTRA4AISP-10 | Advantage Ultra Service Plan for All-In-One with Easy 3M, DX cooling, up to 200KW |  |  | PREFAB CLSSC CONTRACT | Services | Advantage Service Plan for 3-Phase UPS | 211435 | 179719.75
WADVULTRA4BISP-03 | Advantage Ultra Service Plan for All-In-One with Easy 3M, CW cooling, up to 60KW |  |  | PREFAB CLSSC CONTRACT | Services | Advantage Service Plan for 3-Phase UPS | 49155 | 41781.75
WADVULTRA4BISP-04 | Advantage Ultra Service Plan for All-In-One with Easy 3M, CW cooling, up to 80KW |  |  | PREFAB CLSSC CONTRACT | Services | Advantage Service Plan for 3-Phase UPS | 56495 | 48020.75
WADVULTRA4BISP-05 | Advantage Ultra Service Plan for All-In-One with Easy 3M, CW cooling, up to 100KW |  |  | PREFAB CLSSC CONTRACT | Services | Advantage Service Plan for 3-Phase UPS | 79125 | 67256.25
WADVULTRA4BISP-06 | Advantage Ultra Service Plan for All-In-One with Easy 3M, CW cooling, up to 120KW |  |  | PREFAB CLSSC CONTRACT | Services | Advantage Service Plan for 3-Phase UPS | 86355 | 73401.75
WADVULTRA4BISP-07 | Advantage Ultra Service Plan for All-In-One with Easy 3M, CW cooling, up to 140KW |  |  | PREFAB CLSSC CONTRACT | Services | Advantage Service Plan for 3-Phase UPS | 96110 | 81693.5
WADVULTRA4BISP-08 | Advantage Ultra Service Plan for All-In-One with Easy 3M, CW cooling, up to 160KW |  |  | PREFAB CLSSC CONTRACT | Services | Advantage Service Plan for 3-Phase UPS | 87620 | 74477
WADVULTRA4BISP-09 | Advantage Ultra Service Plan for All-In-One with Easy 3M, CW cooling, up to 180KW |  |  | PREFAB CLSSC CONTRACT | Services | Advantage Service Plan for 3-Phase UPS | 85510 | 72683.5
WADVULTRA4BISP-10 | Advantage Ultra Service Plan for All-In-One with Easy 3M, CW cooling, up to 200KW |  |  | PREFAB CLSSC CONTRACT | Services | Advantage Service Plan for 3-Phase UPS | 97670 | 83019.5
WADVULTRA5AISP-09 | Advantage Ultra Service Plan for All-In-One with Galaxy VM, DX cooling, up to 180KW |  |  | PREFAB CLSSC CONTRACT | Services | Advantage Service Plan for 3-Phase UPS | 115985 | 98587.25
WADVULTRA6APSP-13 | Advantage Ultra Service Plan for Power Module with Galaxy VL, DX cooling, up to 250KW |  |  | PREFAB CLSSC CONTRACT | Services | Advantage Service Plan for 3-Phase UPS | 73205 | 62224.25
WADVULTRA6APSP-14 | Advantage Ultra Service Plan for Power Module with Galaxy VL, DX cooling, up to 500KW |  |  | PREFAB CLSSC CONTRACT | Services | Advantage Service Plan for 3-Phase UPS | 85160 | 72386
WADVULTRA6APSP-15 | Advantage Ultra Service Plan for Power Module with Galaxy VL, DX cooling, up to 750KW |  |  | PREFAB CLSSC CONTRACT | Services | Advantage Service Plan for 3-Phase UPS | 139410 | 118498.5
WADVULTRA6APSP-16 | Advantage Ultra Service Plan for Power Module with Galaxy VL, DX cooling, up to 1000KW |  |  | PREFAB CLSSC CONTRACT | Services | Advantage Service Plan for 3-Phase UPS | 155270 | 131979.5
WADVULTRA6APSP-17 | Advantage Ultra Service Plan for Power Module with Galaxy VL, DX cooling, up to 1250KW |  |  | PREFAB CLSSC CONTRACT | Services | Advantage Service Plan for 3-Phase UPS | 187025 | 158971.25
WADVULTRA6APSP-18 | Advantage Ultra Service Plan for Power Module with Galaxy VL, DX cooling, up to 1500KW |  |  | PREFAB CLSSC CONTRACT | Services | Advantage Service Plan for 3-Phase UPS | 199980 | 169983
WADVULTRA6APSP-19 | Advantage Ultra Service Plan for Power Module with Galaxy VL, DX cooling, up to 1750KW |  |  | PREFAB CLSSC CONTRACT | Services | Advantage Service Plan for 3-Phase UPS | 231315 | 196617.75
WADVULTRA6APSP-20 | Advantage Ultra Service Plan for Power Module with Galaxy VL, DX cooling, up to 2000KW |  |  | PREFAB CLSSC CONTRACT | Services | Advantage Service Plan for 3-Phase UPS | 251150 | 213477.5
WADVULTRA6CPSP-13 | Advantage Ultra Service Plan for Power Module with Galaxy VL, CRAC cooling, up to 250KW |  |  | PREFAB CLSSC CONTRACT | Services | Advantage Service Plan for 3-Phase UPS | 63575 | 54038.75
WADVULTRA6CPSP-14 | Advantage Ultra Service Plan for Power Module with Galaxy VL, DX cooling, up to 500KW |  |  | PREFAB CLSSC CONTRACT | Services | Advantage Service Plan for 3-Phase UPS | 76950 | 65407.5
WADVULTRA6CPSP-15 | Advantage Ultra Service Plan for Power Module with Galaxy VL, CRAC cooling, up to 750KW |  |  | PREFAB CLSSC CONTRACT | Services | Advantage Service Plan for 3-Phase UPS | 99380 | 84473
WADVULTRA6CPSP-16 | Advantage Ultra Service Plan for Power Module with Galaxy VL, CRAC cooling, up to 1000KW |  |  | PREFAB CLSSC CONTRACT | Services | Advantage Service Plan for 3-Phase UPS | 99895 | 84910.75
WADVULTRA6CPSP-17 | Advantage Ultra Service Plan for Power Module with Galaxy VL, CRAC cooling, up to 1250KW |  |  | PREFAB CLSSC CONTRACT | Services | Advantage Service Plan for 3-Phase UPS | 126115 | 107197.75
WADVULTRA6CPSP-18 | Advantage Ultra Service Plan for Power Module with Galaxy VL, CRAC cooling, up to 1500KW |  |  | PREFAB CLSSC CONTRACT | Services | Advantage Service Plan for 3-Phase UPS | 127805 | 108634.25
WADVULTRA6CPSP-19 | Advantage Ultra Service Plan for Power Module with Galaxy VL, CRAC cooling, up to 1750KW |  |  | PREFAB CLSSC CONTRACT | Services | Advantage Service Plan for 3-Phase UPS | 169320 | 143922
WADVULTRA6CPSP-20 | Advantage Ultra Service Plan for Power Module with Galaxy VL, CRAC cooling, up to 2000KW |  |  | PREFAB CLSSC CONTRACT | Services | Advantage Service Plan for 3-Phase UPS | 178780 | 151963
WADVULTRA7APSP-13 | Advantage Ultra Service Plan for Power Module with Galaxy VX, DX cooling, up to 250KW |  |  | PREFAB CLSSC CONTRACT | Services | Advantage Service Plan for 3-Phase UPS | 74195 | 63065.75
WADVULTRA7APSP-14 | Advantage Ultra Service Plan for Power Module with Galaxy VX, DX cooling, up to 500KW |  |  | PREFAB CLSSC CONTRACT | Services | Advantage Service Plan for 3-Phase UPS | 90020 | 76517
WADVULTRA7APSP-15 | Advantage Ultra Service Plan for Power Module with Galaxy VX, DX cooling, up to 750KW |  |  | PREFAB CLSSC CONTRACT | Services | Advantage Service Plan for 3-Phase UPS | 119560 | 101626
WADVULTRA7APSP-16 | Advantage Ultra Service Plan for Power Module with Galaxy VX, DX cooling, up to 1000KW |  |  | PREFAB CLSSC CONTRACT | Services | Advantage Service Plan for 3-Phase UPS | 138150 | 117427.5
WADVULTRA7APSP-17 | Advantage Ultra Service Plan for Power Module with Galaxy VX, DX cooling, up to 1250KW |  |  | PREFAB CLSSC CONTRACT | Services | Advantage Service Plan for 3-Phase UPS | 158235 | 134499.75
WADVULTRA7APSP-18 | Advantage Ultra Service Plan for Power Module with Galaxy VX, DX cooling, up to 1500KW |  |  | PREFAB CLSSC CONTRACT | Services | Advantage Service Plan for 3-Phase UPS | 174135 | 148014.75
WADVULTRA7APSP-19 | Advantage Ultra Service Plan for Power Module with Galaxy VX, DX cooling, up to 1750KW |  |  | PREFAB CLSSC CONTRACT | Services | Advantage Service Plan for 3-Phase UPS | 196220 | 166787
WADVULTRA7APSP-20 | Advantage Ultra Service Plan for Power Module with Galaxy VX, DX cooling, up to 2000KW |  |  | PREFAB CLSSC CONTRACT | Services | Advantage Service Plan for 3-Phase UPS | 234940 | 199699
WADVULTRA7CPSP-13 | Advantage Ultra Service Plan for Power Module with Galaxy VX, CRAC cooling, up to 250KW |  |  | PREFAB CLSSC CONTRACT | Services | Advantage Service Plan for 3-Phase UPS | 71800 | 61030
WADVULTRA7CPSP-14 | Advantage Ultra Service Plan for Power Module with Galaxy VX, DX cooling, up to 500KW |  |  | PREFAB CLSSC CONTRACT | Services | Advantage Service Plan for 3-Phase UPS | 74460 | 63291
WADVULTRA7CPSP-15 | Advantage Ultra Service Plan for Power Module with Galaxy VX, CRAC cooling, up to 750KW |  |  | PREFAB CLSSC CONTRACT | Services | Advantage Service Plan for 3-Phase UPS | 82300 | 69955
WADVULTRA7CPSP-16 | Advantage Ultra Service Plan for Power Module with Galaxy VX, CRAC cooling, up to 1000KW |  |  | PREFAB CLSSC CONTRACT | Services | Advantage Service Plan for 3-Phase UPS | 86330 | 73380.5
WADVULTRA7CPSP-17 | Advantage Ultra Service Plan for Power Module with Galaxy VX, CRAC cooling, up to 1250KW |  |  | PREFAB CLSSC CONTRACT | Services | Advantage Service Plan for 3-Phase UPS | 91555 | 77821.75
WADVULTRA7CPSP-18 | Advantage Ultra Service Plan for Power Module with Galaxy VX, CRAC cooling, up to 1500KW |  |  | PREFAB CLSSC CONTRACT | Services | Advantage Service Plan for 3-Phase UPS | 99660 | 84711
WADVULTRA7CPSP-19 | Advantage Ultra Service Plan for Power Module with Galaxy VX, CRAC cooling, up to 1750KW |  |  | PREFAB CLSSC CONTRACT | Services | Advantage Service Plan for 3-Phase UPS | 130685 | 111082.25
WADVULTRA7CPSP-20 | Advantage Ultra Service Plan for Power Module with Galaxy VX, CRAC cooling, up to 2000KW |  |  | PREFAB CLSSC CONTRACT | Services | Advantage Service Plan for 3-Phase UPS | 157810 | 134138.5
WADVULTRA-AE-25 | (1) Year Advantage Ultra Service Plan for (1) IAEC25 250Kw Cooling Unit |  |  | SP COOL CLSSC CONTRACT | Services | Advantage Service Plan for 3-Phase UPS | 30455 | 25886.75
WADVULTRA-AE-50 | (1) Year Advantage Ultra Service Plan for (1) IAEC50 500Kw Cooling Unit |  |  | SP COOL CLSSC CONTRACT | Services | Advantage Service Plan for 3-Phase UPS | 54555 | 46371.75
WADVULTRA-AX-14 | (1) Year Advantage Ultra Service Plan for (1) InfraStruXure InRow SC |  |  | SP COOL CLSSC CONTRACT | Services | Advantage Service Plan for Cooling | 3725 | 3166.25
WADVULTRA-AX-15 | (1) Year Advantage Ultra Service Plan for (1) In Row ACRD Half Rack 10kw |  |  | SP COOL CLSSC CONTRACT | Services | Advantage Service Plan for Cooling | 6305 | 5359.25
WADVULTRA-AX-21 | (1) Year Advantage Ultra Service Plan for NetworkAIR CW 11-27 kW |  |  | SP COOL CLSSC CONTRACT | Services | Advantage Service Plan for Cooling | 5195 | 4415.75
WADVULTRA-AX-22 | (1) Year Advantage Ultra Service Plan for (1) InfraStruXure InRow RP Chilled Water |  |  | SP COOL CLSSC CONTRACT | Services | Advantage Service Plan for Cooling | 7490 | 6366.5
WADVULTRA-AX-25 | (1) Year Advantage Ultra Service Plan for (1) InRoom Chilled Water 28-87kw |  |  | SP COOL CLSSC CONTRACT | Services | Advantage Service Plan for Cooling | 7560 | 6426
WADVULTRA-AX-26 | (1) Year Advantage Ultra Service Plan for (1) InfraStruXure InRow RC Chilled Water |  |  | SP COOL CLSSC CONTRACT | Services | Advantage Service Plan for Cooling | 4395 | 3735.75
WADVULTRA-AX-27 | (1) Year Advantage Ultra Service Plan for (1) InRoom Chilled Water greater than 87kw |  |  | SP COOL CLSSC CONTRACT | Services | Advantage Service Plan for Cooling | 8355 | 7101.75
WADVULTRA-AX-28 | (1) Year Advantage Ultra Service Plan for (1) In Row ACRD101 series |  |  | SP COOL CLSSC CONTRACT | Services | Advantage Service Plan for Cooling | 6835 | 5809.75
WADVULTRA-AX-34 | (1) Year Advantage Ultra Service Plan for (1) In Row ACRD 300 and 301 Series |  |  | SP COOL CLSSC CONTRACT | Services | Advantage Service Plan for Cooling | 11850 | 10072.5
WADVULTRA-AX-41 | (1) Year Advantage Ultra Service Plan for (1) InfraStruXure InRow 600mm DX Air Cooled |  |  | SP COOL CLSSC CONTRACT | Services | Advantage Service Plan for Cooling | 8710 | 7403.5
WADVULTRA-AX-45 | (1) Year Advantage Ultra Service Plan for (1) NetworkAIR FM |  |  | SP COOL CLSSC CONTRACT | Services | Advantage Service Plan for Cooling | 10840 | 9214
WADVULTRA-AX-60 | (1) Year Advantage Ultra Service Plan for High-Density Cooling Enclosure |  |  | SP COOL CLSSC CONTRACT | Services | Advantage Service Plan for Cooling | 10845 | 9218.25
WADVULTRA-AX-70 | (1) Year Advantage Ultra Service Plan for (1) R134A Pumped Refrigerant Distribution Unit (RDU) |  |  | SP COOL CLSSC CONTRACT | Services | Advantage Service Plan for Cooling | 5260 | 4471
WADVULTRA-AX-73 | (1) Year Advantage Ultra Service Plan for (1) R134A Pumped Refrigerant InRow Unit (ACOA or ACRA) |  |  | SP COOL CLSSC CONTRACT | Services | Advantage Service Plan for Cooling | 3960 | 3366
WADVULTRA-AX-80 | (1) Year Advantage Ultra Service Plan for (1) Modular Cooling Frame (ACECFR20XXX or ACECFR40XXX) |  |  | SP COOL CLSSC CONTRACT | Services | Advantage Service Plan for Cooling | 8700 | 7395
WADVULTRA-AX-81 | (1) Year Advantage Ultra Service Plan for (1) Air Side Economizer Module with DX |  |  | SP COOL CLSSC CONTRACT | Services | Advantage Service Plan for 3-Phase UPS | 10520 | 8942
WADVULTRA-E7-50 | (1) Year Advantage Ultra Service Plan for (1) EPS 7000 300 to 500 kVA UPS |  |  | 3PH&BATT CLASSC CONTR | Services | Advantage Service Plan for 3-Phase UPS | 22370 | 19014.5
WADVULTRA-ES-60 | (1) Year Advantage Ultra Service Plan for (1) Epsilon 200 to 600A |  |  | 3PH&BATT CLASSC CONTR | Services | Advantage Service Plan for 3-Phase UPS | 7695 | 6540.75
WADVULTRA-EZU-15 | (1) Yr Advantage Ultra Service Plan for (1) Easy UPS 3S UL 10-15kVA UPS |  |  | 3PH&BATT CLASSC CONTR | Services | Advantage Service Plan for 3-Phase UPS | 10130 | 8610.5
WADVULTRA-EZU-20 | (1) Yr Advantage Ultra Service Plan for (1) Easy UPS 3S UL 20kVA UPS |  |  | 3PH&BATT CLASSC CONTR | Services | Advantage Service Plan for 3-Phase UPS | 10320 | 8772
WADVULTRA-EZU-30 | (1) Yr Advantage Ultra Service Plan for (1) Easy UPS 3S UL 30kVA UPS |  |  | 3PH&BATT CLASSC CONTR | Services | Advantage Service Plan for 3-Phase UPS | 11150 | 9477.5
WADVULTRA-EZU-40 | (1) Yr Advantage Ultra Service Plan for (1) Easy UPS 3S UL 40kVA UPS |  |  | 3PH&BATT CLASSC CONTR | Services | Advantage Service Plan for 3-Phase UPS | 11740 | 9979
WADVULTRA-G3-21 | (1) Year Advantage Ultra Service Plan for (1) Galaxy 3500 or SUVT 10-15 kVA UPS |  |  | 3PH&BATT CLASSC CONTR | Services | Advantage Service Plan for 3-Phase UPS | 4820 | 4097
WADVULTRA-G3-22 | (1) Year Advantage Ultra Service Plan for (1) Galaxy 3500 or SUVT 20 kVA UPS |  |  | 3PH&BATT CLASSC CONTR | Services | Advantage Service Plan for 3-Phase UPS | 6285 | 5342.25
WADVULTRA-G3-23 | (1) Year Advantage Ultra Service Plan for (1) Galaxy 3500 or SUVT 30 kVA UPS |  |  | 3PH&BATT CLASSC CONTR | Services | Advantage Service Plan for 3-Phase UPS | 7155 | 6081.75
WADVULTRA-G3-24 | (1) Year Advantage Ultra Service Plan for (1) Galaxy 3500 or SUVT 40 kVA UPS |  |  | 3PH&BATT CLASSC CONTR | Services | Advantage Service Plan for 3-Phase UPS | 7595 | 6455.75
WADVULTRA-G4-50 | (1) Year Advantage Ultra Service Plan for (1) Galaxy 4000 40 to 50 kVA UPS |  |  | 3PH&BATT CLASSC CONTR | Services | Advantage Service Plan for 3-Phase UPS | 8260 | 7021
WADVULTRA-G4-75 | (1) Year Advantage Ultra Service Plan for (1) Galaxy 4000 65 to 75 kVA UPS |  |  | 3PH&BATT CLASSC CONTR | Services | Advantage Service Plan for 3-Phase UPS | 8955 | 7611.75
WADVULTRA-G5-13 | (1) Year Advantage Ultra Service Plan for (1) Galaxy 5000/5500 81 to 130 kVA UPS |  |  | 3PH&BATT CLASSC CONTR | Services | Advantage Service Plan for 3-Phase UPS | 11155 | 9481.75
WADVULTRA-G5-81 | (1) Year Advantage Ultra Service Plan for (1) Galaxy 5000/5500 41 to 80 kVA UPS |  |  | 3PH&BATT CLASSC CONTR | Services | Advantage Service Plan for 3-Phase UPS | 9675 | 8223.75
WADVULTRA-GP-12 | (1) Year Advantage Ultra Service Plan for (1) Galaxy PW or PWI 80 to 130 kVA UPS |  |  | 3PH&BATT CLASSC CONTR | Services | Advantage Service Plan for 3-Phase UPS | 13505 | 11479.25
WADVULTRA-GP-15 | (1) Year Advantage Ultra Service Plan for (1) Galaxy PW 150 or 180 or PWI 160 kVA UPS |  |  | 3PH&BATT CLASSC CONTR | Services | Advantage Service Plan for 3-Phase UPS | 15075 | 12813.75
WADVULTRA-GP-20 | (1) Year Advantage Ultra Service Plan for (1) Galaxy PW 160 or 200 or PWI 200 kVA UPS |  |  | 3PH&BATT CLASSC CONTR | Services | Advantage Service Plan for 3-Phase UPS | 17335 | 14734.75
WADVULTRA-GP-22 | (1) Year Advantage Ultra Service Plan for (1) Galaxy PW 225 kVA UPS |  |  | 3PH&BATT CLASSC CONTR | Services | Advantage Service Plan for 3-Phase UPS | 17730 | 15070.5
WADVULTRA-MP-00 | (1) Year Advantage Ultra Service Plan for (1) MGE product |  |  | 3PH&BATT CLASSC CONTR | Services | Advantage Service Plan for 3-Phase UPS | Call for Quote | Call for Quote
WADVULTRA-MW-09 | (1) Year Advantage Ultra Service Plan for Symmetra MW 400kVA |  |  | 3PH&BATT CLASSC CONTR | Services | Advantage Service Plan for 3-Phase UPS | 18645 | 15848.25
WADVULTRA-MW-10 | (1) Year Advantage Ultra Service Plan for Symmetra MW 600kVA |  |  | 3PH&BATT CLASSC CONTR | Services | Advantage Service Plan for 3-Phase UPS | 22820 | 19397
WADVULTRA-MW-11 | (1) Year Advantage Ultra Service Plan for Symmetra MW 800kVA |  |  | 3PH&BATT CLASSC CONTR | Services | Advantage Service Plan for 3-Phase UPS | 26430 | 22465.5
WADVULTRA-MW-12 | (1) Year Advantage Ultra Service Plan for Symmetra MW 1000kVA |  |  | 3PH&BATT CLASSC CONTR | Services | Advantage Service Plan for 3-Phase UPS | 30605 | 26014.25
WADVULTRA-MW-13 | (1) Year Advantage Ultra Service Plan for Symmetra MW 1200kVA |  |  | 3PH&BATT CLASSC CONTR | Services | Advantage Service Plan for 3-Phase UPS | 34660 | 29461
WADVULTRA-MW-14 | (1) Year Advantage Ultra Service Plan for Symmetra MW 1400kVA |  |  | 3PH&BATT CLASSC CONTR | Services | Advantage Service Plan for 3-Phase UPS | 36435 | 30969.75
WADVULTRA-MW-15 | (1) Year Advantage Ultra Service Plan for Symmetra MW 1600kVA |  |  | 3PH&BATT CLASSC CONTR | Services | Advantage Service Plan for 3-Phase UPS | 37885 | 32202.25
WADVULTRA-NX-81 | (1) Year Advantage Ultra Service Plan for (1) SY 100 to 250 kVA UPS, (2) XR Frames and PDU |  |  | 3PH&BATT CLASSC CONTR | Services | Advantage Service Plan for 3-Phase UPS | 25235 | 21449.75
WADVULTRA-NX-82 | (1) Year Advantage Ultra Service Plan for (1) SY 200 kVA UPS, (2) XR Frames and PDU |  |  | 3PH&BATT CLASSC CONTR | Services | Advantage Service Plan for 3-Phase UPS | 29340 | 24939
WADVULTRA-NX-84 | (1) Year Advantage Ultra Service Plan for (1) SY 250 kVA UPS, (2) XR Frames and PDU |  |  | 3PH&BATT CLASSC CONTR | Services | Advantage Service Plan for 3-Phase UPS | 33140 | 28169
WADVULTRA-NX-85 | (1) Year Advantage Ultra Service Plan for (1) SY 300 kVA UPS, (4) XR Frames and PDU |  |  | 3PH&BATT CLASSC CONTR | Services | Advantage Service Plan for 3-Phase UPS | 37710 | 32053.5
WADVULTRA-NX-86 | (1) Year Advantage Ultra Service Plan for (1) SY 400 kVA UPS, (4) XR Frames and PDU |  |  | 3PH&BATT CLASSC CONTR | Services | Advantage Service Plan for 3-Phase UPS | 41850 | 35572.5
WADVULTRA-NX-87 | (1) Year Advantage Ultra Service Plan for (1) SY 500 kVA UPS, (4) XR Frames and PDU |  |  | 3PH&BATT CLASSC CONTR | Services | Advantage Service Plan for 3-Phase UPS | 46125 | 39206.25
WADVULTRA-PD-20 | (1) Year Advantage Ultra Service Plan for (1) 5U Rack Distribution Panel |  |  | 3PH&BATT CLASSC CONTR | Services | Advantage Service Plan for 3-Phase UPS | 2140 | 1819
WADVULTRA-PD-30 | (1) Yr Advantage Ultra Plan for (1) 1/2 Rack Remote or (1) Modular Power Panel |  |  | 3PH&BATT CLASSC CONTR | Services | Advantage Service Plan for 3-Phase UPS | 4160 | 3536
WADVULTRA-PD-50 | (1) Year Advantage Ultra Service Plan for (1) InfraStruxure 60kVA / 150kVA PDU |  |  | 3PH&BATT CLASSC CONTR | Services | Advantage Service Plan for 3-Phase UPS | 4610 | 3918.5
WADVULTRA-PM-30 | (1) Year Advantage Ultra Service Plan for (1) PMM 30 to 300 Amp |  |  | 3PH&BATT CLASSC CONTR | Services | Advantage Service Plan for 3-Phase UPS | 3180 | 2703
WADVULTRA-PM-40 | (1) Year Advantage Ultra Service Plan for (1) PMM 400 or 500 |  |  | 3PH&BATT CLASSC CONTR | Services | Advantage Service Plan for 3-Phase UPS | 4295 | 3650.75
WADVULTRA-PM-60 | (1) Year Advantage Ultra Service Plan for (1) ANRD PMM 75 to 300 kVA |  |  | 3PH&BATT CLASSC CONTR | Services | Advantage Service Plan for 3-Phase UPS | 3560 | 3026
WADVULTRA-PX-21 | (1) Year Advantage Ultra Service Plan for (1) Symmetra PX UPS 10kVA 40 and/or PDU |  |  | 3PH&BATT CLASSC CONTR | Services | Advantage Service Plan for 3-Phase UPS | 7240 | 6154
WADVULTRA-PX-22 | (1) Year Advantage Ultra Service Plan for (1) Symmetra PX UPS 20kVA 40 and/or PDU |  |  | 3PH&BATT CLASSC CONTR | Services | Advantage Service Plan for 3-Phase UPS | 7705 | 6549.25
WADVULTRA-PX-23 | (1) Year Advantage Ultra Service Plan for (1) Symmetra PX UPS 30kVA 40 and/or PDU |  |  | 3PH&BATT CLASSC CONTR | Services | Advantage Service Plan for 3-Phase UPS | 8130 | 6910.5
WADVULTRA-PX-24 | (1) Year Advantage Ultra Service Plan for (1) Symmetra PX UPS 40kVA 40 and/or PDU |  |  | 3PH&BATT CLASSC CONTR | Services | Advantage Service Plan for 3-Phase UPS | 8655 | 7356.75
WADVULTRA-PX-31 | (1) Year Advantage Ultra Service Plan for (1) Symmetra PX UPS 10kVA 80 or 100 frame UPS and/or PDU |  |  | 3PH&BATT CLASSC CONTR | Services | Advantage Service Plan for 3-Phase UPS | 9310 | 7913.5
WADVULTRA-PX-32 | (1) Year Advantage Ultra Service Plan for (1) Symmetra PX UPS 20kVA 80 or 100 frame UPS and/or PDU |  |  | 3PH&BATT CLASSC CONTR | Services | Advantage Service Plan for 3-Phase UPS | 9700 | 8245
WADVULTRA-PX-33 | (1) Year Advantage Ultra Service Plan for (1) Symmetra PX UPS 30kVA 80 or 100 frame UPS and/or PDU |  |  | 3PH&BATT CLASSC CONTR | Services | Advantage Service Plan for 3-Phase UPS | 9880 | 8398
WADVULTRA-PX-34 | (1) Year Advantage Ultra Service Plan for (1) Symmetra PX UPS 40kVA 80 or 100 frame UPS and/or PDU |  |  | 3PH&BATT CLASSC CONTR | Services | Advantage Service Plan for 3-Phase UPS | 10400 | 8840
WADVULTRA-PX-35 | (1) Year Advantage Ultra Service Plan for (1) Symmetra PX UPS 50kVA 80 or 100 frame UPS and/or PDU |  |  | 3PH&BATT CLASSC CONTR | Services | Advantage Service Plan for 3-Phase UPS | 10575 | 8988.75
WADVULTRA-PX-36 | (1) Year Advantage Ultra Service Plan for (1) Symmetra PX UPS 60kVA 80 or 100 frame UPS and/or PDU |  |  | 3PH&BATT CLASSC CONTR | Services | Advantage Service Plan for 3-Phase UPS | 11270 | 9579.5
WADVULTRA-PX-37 | (1) Year Advantage Ultra Service Plan for (1) Symmetra PX UPS 70kVA 80 or 100 frame UPS and/or PDU |  |  | 3PH&BATT CLASSC CONTR | Services | Advantage Service Plan for 3-Phase UPS | 11580 | 9843
WADVULTRA-PX-38 | (1) Year Advantage Ultra Service Plan for (1) Symmetra PX UPS 80kVA 80 or 100 frame UPS and/or PDU |  |  | 3PH&BATT CLASSC CONTR | Services | Advantage Service Plan for 3-Phase UPS | 11860 | 10081
WADVULTRA-PX-40 | (1) Year Advantage Ultra Service Plan for (1) PX RDP |  |  | 3PH&BATT CLASSC CONTR | Services | Advantage Service Plan for 3-Phase UPS | 3020 | 2567
WADVULTRA-PX-61 | (1) Year Advantage Ultra Service Plan for (1) Symmetra PX 32k160H |  |  | 3PH&BATT CLASSC CONTR | Services | Advantage Service Plan for 3-Phase UPS | 14360 | 12206
WADVULTRA-PX-62 | (1) Year Advantage Ultra Service Plan for (1) Symmetra PX 48k or 64k160H |  |  | 3PH&BATT CLASSC CONTR | Services | Advantage Service Plan for 3-Phase UPS | 17955 | 15261.75
WADVULTRA-PX-66 | (1) Year Advantage Ultra Service for (1) Symmetra PX 160k160H |  |  | 3PH&BATT CLASSC CONTR | Services | Advantage Service Plan for 3-Phase UPS | 34545 | 29363.25
WADVULTRA-PX-72 | (1) Year Advantage Ultra Service Plan for (1) Symmetra PX 64k with PDU/XR |  |  | 3PH&BATT CLASSC CONTR | Services | Advantage Service Plan for 3-Phase UPS | 24615 | 20922.75
WADVULTRA-PX-75 | (1) Year Advantage Ultra Service Plan for (1) Symmetra PX 160k with PDU/XR |  |  | 3PH&BATT CLASSC CONTR | Services | Advantage Service Plan for 3-Phase UPS | 38050 | 32342.5
WADVULTRA-UF-21 | 1 Year Advantage Ultra Service Plan for CW LE Model 0600 thru 1400 |  |  | SP COOL CLSSC CONTRACT | Services | Advantage Service Plan for Cooling | 8340 | 7089
WADVULTRA-UF-22 | 1 Year Advantage Ultra Service Plan for CW LE Model 1700 thru 2900 |  |  | SP COOL CLSSC CONTRACT | Services | Advantage Service Plan for Cooling | 8555 | 7271.75
WADVULTRA-UF-23 | 1 Year Advantage Ultra Service Plan for 1 CW LE Model 3400 thru 4600 |  |  | SP COOL CLSSC CONTRACT | Services | Advantage Service Plan for Cooling | 8775 | 7458.75
WADVULTRA-UF-24 | 1 Year Advantage Ultra Service Plan for 1 CW LE Model 4800 thru 5300 |  |  | SP COOL CLSSC CONTRACT | Services | Advantage Service Plan for 3-Phase UPS | 9390 | 7981.5
WADVULTRA-UF-31 | 1 Year Advantage Ultra Service Plan for 1 DX LE Model 0511 thru 0611 |  |  | SP COOL CLSSC CONTRACT | Services | Advantage Service Plan for Cooling | 8345 | 7093.25
WADVULTRA-UF-32 | 1 Year Advantage Ultra Service Plan for 1 DX LE Model 0721 thru 0921 |  |  | SP COOL CLSSC CONTRACT | Services | Advantage Service Plan for Cooling | 9370 | 7964.5
WADVULTRA-UF-33 | 1 Year Advantage Ultra Service Plan for 1 DX LE Model 1422 thru 1822 |  |  | SP COOL CLSSC CONTRACT | Services | Advantage Service Plan for Cooling | 9735 | 8274.75
WADVULTRA-UF-34 | 1 Year Advantage Ultra Service Plan for 1 DX LE Max Model 2222 thru 3342 |  |  | SP COOL CLSSC CONTRACT | Services | Advantage Service Plan for Cooling | 10785 | 9167.25
WADVULTRA-UF-45 | 1 Year Advantage Ultra Service Plan for 1 DX Unisplit Ceiling or Wall Mount Unit - Model 0341 |  |  | SP COOL CLSSC CONTRACT | Services | Advantage Service Plan for Cooling | 9025 | 7671.25
WADVULTRA-UF-47 | 1 Year Advantage Ultra Service Plan for 1 DX Unisplit Ceiling or Wall Mount Unit - Model 0481 |  |  | SP COOL CLSSC CONTRACT | Services | Advantage Service Plan for Cooling | 9745 | 8283.25
WADVULTRA-UF-75B | 1 Yr Adv Ultra Plan for 1 Chiller w-freecooling Model BCEF 0752A - 0903A |  |  | SP COOL CLSSC CONTRACT | Services | Advantage Service Plan for Cooling | 44135 | 37514.75
WADVULTRA-UF-75C | 1 Yr Adv Ultra Plan for 1 Chiller w-freecooling Model BCEF 1103A |  |  | SP COOL CLSSC CONTRACT | Services | Advantage Service Plan for Cooling | 56675 | 48173.75
WADVULTRA-VL-200 | (1) Yr Advantage Ultra Service Plan for (1) Galaxy VL 200kW UPS |  |  | 3PH&BATT CLASSC CONTR | Services | Advantage Service Plan for 3-Phase UPS | 18110 | 15393.5
WADVULTRA-VL-300 | (1) Yr Advantage Ultra Service Plan for (1) Galaxy VL 300kW UPS |  |  | 3PH&BATT CLASSC CONTR | Services | Advantage Service Plan for 3-Phase UPS | 19540 | 16609
WADVULTRA-VL-400 | (1) Yr Advantage Ultra Service Plan for (1) Galaxy VL 400kW UPS |  |  | 3PH&BATT CLASSC CONTR | Services | Advantage Service Plan for 3-Phase UPS | 20970 | 17824.5
WADVULTRA-VL-500 | (1) Yr Advantage Ultra Service Plan for (1) Galaxy VL 500kW UPS |  |  | 3PH&BATT CLASSC CONTR | Services | Advantage Service Plan for 3-Phase UPS | 22395 | 19035.75
WADVULTRA-VM-18 | (1) Yr Advantage Ultra Service Plan for Galaxy VM 160 to 181kVA UPS, Single or Parallel Config |  |  | 3PH&BATT CLASSC CONTR | Services | Advantage Service Plan for 3-Phase UPS | 14970 | 12724.5
WADVULTRA-VM-25 | (1) Yr Advantage Ultra Service Plan for Galaxy VM 200 to 226kVA UPS, Single or Parallel Config |  |  | 3PH&BATT CLASSC CONTR | Services | Advantage Service Plan for 3-Phase UPS | 15440 | 13124
WADVULTRA-VS1-A15 | (1) Yr Advantage Ultra Service Plan for (1) Galaxy VS 10 to 15kW 208V UPS |  |  | 3PH&BATT CLASSC CONTR | Services | Advantage Service Plan for 3-Phase UPS | 7330 | 6230.5
WADVULTRA-VS1-A25 | (1) Yr Advantage Ultra Service Plan for (1) Galaxy VS 20 to 25kW UPS |  |  | 3PH&BATT CLASSC CONTR | Services | Advantage Service Plan for 3-Phase UPS | 7455 | 6336.75
WADVULTRA-VS1-A30 | (1) Yr Advantage Ultra Service Plan for (1) Galaxy VS 30kW UPS |  |  | 3PH&BATT CLASSC CONTR | Services | Advantage Service Plan for 3-Phase UPS | 7585 | 6447.25
WADVULTRA-VS1-A40 | (1) Yr Advantage Ultra Service Plan for (1) Galaxy VS 40kW UPS |  |  | 3PH&BATT CLASSC CONTR | Services | Advantage Service Plan for 3-Phase UPS | 7710 | 6553.5
WADVULTRA-VS1-A50 | (1) Yr Advantage Ultra Service Plan for (1) Galaxy VS 50kW 400 or 480V UPS |  |  | 3PH&BATT CLASSC CONTR | Services | Advantage Service Plan for 3-Phase UPS | 7795 | 6625.75
WADVULTRA-VS2-A40 | (1) Yr Advantage Ultra Service Plan for (1) Galaxy VS 10 to 15kW UPS |  |  | 3PH&BATT CLASSC CONTR | Services | Advantage Service Plan for 3-Phase UPS | 8220 | 6987
WADVULTRA-VS2-A41 | (1) Yr Advantage Ultra Service Plan for (1) Galaxy VS 20 to 25kW UPS |  |  | 3PH&BATT CLASSC CONTR | Services | Advantage Service Plan for 3-Phase UPS | 8395 | 7135.75
WADVULTRA-VS2-A50 | (1) Yr Advantage Ultra Service Plan for (1) Galaxy VS 30 to 50kW 208V UPS |  |  | 3PH&BATT CLASSC CONTR | Services | Advantage Service Plan for 3-Phase UPS | 8190 | 6961.5
WADVULTRA-VS2-A60 | (1) Yr Advantage Ultra Service Plan for (1) Galaxy VS 60kW UPS |  |  | 3PH&BATT CLASSC CONTR | Services | Advantage Service Plan for 3-Phase UPS | 8380 | 7123
WADVULTRA-VS2-A100 | (1) Yr Advantage Ultra Service Plan for (1) Galaxy VS 80 to 100kW UPS |  |  | 3PH&BATT CLASSC CONTR | Services | Advantage Service Plan for 3-Phase UPS | 8505 | 7229.25
WADVULTRA-VS3-A75 | (1) Yr Advantage Ultra Service Plan for (1) Galaxy VS 60 to 80kVA UPS |  |  | 3PH&BATT CLASSC CONTR | Services | Advantage Service Plan for 3-Phase UPS | 9840 | 8364
WADVULTRA-VS3-A150 | (1) Yr Advantage Ultra Service Plan for (1) Galaxy VS 100 to 150kVA UPS |  |  | 3PH&BATT CLASSC CONTR | Services | Advantage Service Plan for 3-Phase UPS | 10535 | 8954.75
WADVULTRA-VX-50 | (1) Yr Advantage Ultra Service Plan for (1) Galaxy VX 500 Scalable to 750kVA UPS |  |  | 3PH&BATT CLASSC CONTR | Services | Advantage Service Plan for 3-Phase UPS | 19695 | 16740.75
WADVULTRA-VX-51 | (1) Yr Advantage Ultra Service Plan for (1) Galaxy VX 500kVA UPS |  |  | 3PH&BATT CLASSC CONTR | Services | Advantage Service Plan for 3-Phase UPS | 19425 | 16511.25
WADVULTRA-VX-52 | (1) Yr Advantage Ultra Service Plan for (1) Galaxy VX 500kVA N+1 Redundant UPS |  |  | 3PH&BATT CLASSC CONTR | Services | Advantage Service Plan for 3-Phase UPS | 27600 | 23460
WADVULTRA-VX-53 | (1) Yr Advantage Ultra Service Plan for (1) Galaxy VX 500 Scalable to 1000kVA UPS |  |  | 3PH&BATT CLASSC CONTR | Services | Advantage Service Plan for 3-Phase UPS | 19895 | 16910.75
WADVULTRA-VX-54 | (1) Yr Advantage Ultra Service Plan for (1) Galaxy VX 500 Scalable to 1250kVA UPS |  |  | 3PH&BATT CLASSC CONTR | Services | Advantage Service Plan for 3-Phase UPS | 19895 | 16910.75
WADVULTRA-VX-55 | (1) Yr Advantage Ultra Service Plan for (1) Galaxy VX 500 Scalable to 1500kVA UPS |  |  | 3PH&BATT CLASSC CONTR | Services | Advantage Service Plan for 3-Phase UPS | 19895 | 16910.75
WADVULTRA-VX-62 | (1) Yr Advantage Ultra Service Plan for (1) Galaxy VX 625kVA UPS |  |  | 3PH&BATT CLASSC CONTR | Services | Advantage Service Plan for 3-Phase UPS | 21925 | 18636.25
WADVULTRA-VX-63 | (1) Yr Advantage Ultra Service Plan for (1) Galaxy VX 625kVA N+1 Redundant UPS |  |  | 3PH&BATT CLASSC CONTR | Services | Advantage Service Plan for 3-Phase UPS | 27470 | 23349.5
WADVULTRA-VX-64 | (1) Yr Advantage Ultra Service Plan for (1) Galaxy VX 625 Scalable to 1000kVA UPS |  |  | 3PH&BATT CLASSC CONTR | Services | Advantage Service Plan for 3-Phase UPS | 22765 | 19350.25
WADVULTRA-VX-75 | (1) Yr Advantage Ultra Service Plan for (1) Galaxy VX 750kVA UPS |  |  | 3PH&BATT CLASSC CONTR | Services | Advantage Service Plan for 3-Phase UPS | 27520 | 23392
WADVULTRA-VX-76 | (1) Yr Advantage Ultra Service Plan for (1) Galaxy VX 750kVA N+1 Redundant UPS |  |  | 3PH&BATT CLASSC CONTR | Services | Advantage Service Plan for 3-Phase UPS | 29895 | 25410.75
WADVULTRA-VX-77 | (1) Yr Advantage Ultra Service Plan for (1) Galaxy VX 750 Scalable to 1000kVA UPS |  |  | 3PH&BATT CLASSC CONTR | Services | Advantage Service Plan for 3-Phase UPS | 27900 | 23715
WADVULTRA-VX-78 | (1) Yr Advantage Ultra Service Plan for (1) Galaxy VX 750 Scalable to 1250kVA UPS |  |  | 3PH&BATT CLASSC CONTR | Services | Advantage Service Plan for 3-Phase UPS | 27900 | 23715
WADVULTRA-VX-79 | (1) Yr Advantage Ultra Service Plan for (1) Galaxy VX 750 Scalable to 1500kVA UPS |  |  | 3PH&BATT CLASSC CONTR | Services | Advantage Service Plan for 3-Phase UPS | 27900 | 23715
WADVULTRA-VX-100 | (1) Yr Advantage Ultra Service Plan for (1) Galaxy VX 1000kVA UPS |  |  | 3PH&BATT CLASSC CONTR | Services | Advantage Service Plan for 3-Phase UPS | 31890 | 27106.5
WADVULTRA-VX-101 | (1) Yr Advantage Ultra Service Plan for (1) Galaxy VX 1000kVA N+1 Redundant UPS |  |  | 3PH&BATT CLASSC CONTR | Services | Advantage Service Plan for 3-Phase UPS | 36240 | 30804
WADVULTRA-VX-102 | (1) Yr Advantage Ultra Service Plan for (1) Galaxy VX 1000 Scalable to 1250kVA UPS |  |  | 3PH&BATT CLASSC CONTR | Services | Advantage Service Plan for 3-Phase UPS | 35205 | 29924.25
WADVULTRA-VX-103 | (1) Yr Advantage Ultra Service Plan for (1) Galaxy VX 1000 Scalable to 1500kVA UPS |  |  | 3PH&BATT CLASSC CONTR | Services | Advantage Service Plan for 3-Phase UPS | 37110 | 31543.5
WADVULTRA-VX-120 | (1) Yr Advantage Ultra Service Plan for (1) Galaxy VX 1250kVA UPS |  |  | 3PH&BATT CLASSC CONTR | Services | Advantage Service Plan for 3-Phase UPS | 37230 | 31645.5
WADVULTRA-VX-121 | (1) Yr Advantage Ultra Service Plan for (1) Galaxy VX 1250kVA N+1 Redundant UPS |  |  | 3PH&BATT CLASSC CONTR | Services | Advantage Service Plan for 3-Phase UPS | 34150 | 29027.5
WADVULTRA-VX-122 | (1) Yr Advantage Ultra Service Plan for (1) Galaxy VX 1250 Scalable to 1500kVA UPS |  |  | 3PH&BATT CLASSC CONTR | Services | Advantage Service Plan for 3-Phase UPS | 39485 | 33562.25
WADVULTRA-VX-150 | (1) Yr Advantage Ultra Service Plan for (1) Galaxy VX 1500kVA UPS |  |  | 3PH&BATT CLASSC CONTR | Services | Advantage Service Plan for 3-Phase UPS | 42320 | 35972
WADVULTRA-VX-151 | (1) Yr Advantage Ultra Service Plan for (1) Galaxy VX 1500kVA N+1 Redundant UPS |  |  | 3PH&BATT CLASSC CONTR | Services | Advantage Service Plan for 3-Phase UPS | 45605 | 38764.25
WADVULTRAM-E6-37 | (1) Year Advantage Ultra Service Plan for (1) EPS 6000 300 to 375 kVA UPS > 10 years installed |  |  | 3PH&BATT CLASSC CONTR | Services | Advantage Service Plan for 3-Phase UPS | 24455 | 20786.75
WADVULTRAM-E7-50 | (1) Year Advantage Ultra Service Plan for (1) EPS 7000 300 to 500 kVA UPS > 10 years installed |  |  | 3PH&BATT CLASSC CONTR | Services | Advantage Service Plan for 3-Phase UPS | 24525 | 20846.25
WADVULTRAM-E8-10 | (1) Year Advantage Ultra Service Plan for (1) EPS 8000 1000 kVA UPS > 10 Years Installed |  |  | 3PH&BATT CLASSC CONTR | Services | Advantage Service Plan for 3-Phase UPS | 28300 | 24055
WADVULTRAM-E8-11 | (1) Year Advantage Ultra Service Plan for (1) EPS 8000 1100 to 1125 kVA UPS > 10 Years Installed |  |  | 3PH&BATT CLASSC CONTR | Services | Advantage Service Plan for 3-Phase UPS | 29810 | 25338.5
WADVULTRAM-E8-62 | (1) Year Advantage Ultra Service Plan for (1) EPS 8000 555 kVA UPS > 10 Years Installed |  |  | 3PH&BATT CLASSC CONTR | Services | Advantage Service Plan for 3-Phase UPS | 25470 | 21649.5
WADVULTRAM-E8-80 | (1) Year Advantage Ultra Service Plan for (1) EPS 8000 625 to 800 kVA UPS > 10 Years Installed |  |  | 3PH&BATT CLASSC CONTR | Services | Advantage Service Plan for 3-Phase UPS | 27170 | 23094.5
WADVULTRAM-G3-21 | (1) Year Advantage Ultra Service Plan for (1) Galaxy 3500 or SUVT 10-15 kVA UPS > 10 years installed |  |  | 3PH&BATT CLASSC CONTR | Services | Advantage Service Plan for 3-Phase UPS | 5775 | 4908.75
WADVULTRAM-G3-22 | (1) Year Advantage Ultra Service Plan for (1) Galaxy 3500 or SUVT 20 kVA UPS > 10 years installed |  |  | 3PH&BATT CLASSC CONTR | Services | Advantage Service Plan for 3-Phase UPS | 7540 | 6409
WADVULTRAM-G3-23 | (1) Year Advantage Ultra Service Plan for (1) Galaxy 3500 or SUVT 30 kVA UPS > 10 years installed |  |  | 3PH&BATT CLASSC CONTR | Services | Advantage Service Plan for 3-Phase UPS | 8585 | 7297.25
WADVULTRAM-G3-24 | (1) Year Advantage Ultra Service Plan for (1) Galaxy 3500 or SUVT 40 kVA UPS > 10 years installed |  |  | 3PH&BATT CLASSC CONTR | Services | Advantage Service Plan for 3-Phase UPS | 9115 | 7747.75
WADVULTRAM-MW-09 | (1) Year Advantage Ultra Service Plan for Symmetra MW 400kVA >10yrs Installed |  |  | 3PH&BATT CLASSC CONTR | Services | Advantage Service Plan for 3-Phase UPS | 23585 | 20047.25
WADVULTRAM-MW-10 | (1) Year Advantage Ultra Service Plan for Symmetra MW 600kVA >10yrs Installed |  |  | 3PH&BATT CLASSC CONTR | Services | Advantage Service Plan for 3-Phase UPS | 28870 | 24539.5
WADVULTRAM-MW-11 | (1) Year Advantage Ultra Service Plan for Symmetra MW 800kVA >10yrs Installed |  |  | 3PH&BATT CLASSC CONTR | Services | Advantage Service Plan for 3-Phase UPS | 33430 | 28415.5
WADVULTRAM-MW-12 | (1) Year Advantage Ultra Service Plan for Symmetra MW 1000kVA >10yrs Installed |  |  | 3PH&BATT CLASSC CONTR | Services | Advantage Service Plan for 3-Phase UPS | 38720 | 32912
WADVULTRAM-MW-13 | (1) Year Advantage Ultra Service Plan for Symmetra MW 1200kVA >10yrs Installed |  |  | 3PH&BATT CLASSC CONTR | Services | Advantage Service Plan for 3-Phase UPS | 43835 | 37259.75
WADVULTRAM-MW-14 | (1) Year Advantage Ultra Service Plan for Symmetra MW 1400kVA >10yrs Installed |  |  | 3PH&BATT CLASSC CONTR | Services | Advantage Service Plan for 3-Phase UPS | 46085 | 39172.25
WADVULTRAM-MW-15 | (1) Year Advantage Ultra Service Plan for Symmetra MW 1600kVA >10yrs Installed |  |  | 3PH&BATT CLASSC CONTR | Services | Advantage Service Plan for 3-Phase UPS | 47930 | 40740.5
WADVULTRAM-NX-81 | (1) YR Adv Ultra for (1) SY 100-250 kVA UPS, (2) XR Frames, PDU, 10 yrs installed |  |  | 3PH&BATT CLASSC CONTR | Services | Advantage Service Plan for 3-Phase UPS | 29760 | 25296
WADVULTRAM-NX-84 | (1) YR Adv Ultra for (1) SY 250 kVA UPS, (2) XR Frames, PDU, 10 yrs installed |  |  | 3PH&BATT CLASSC CONTR | Services | Advantage Service Plan for 3-Phase UPS | 39080 | 33218
WADVULTRAM-NX-85 | (1) YR Adv Ultra for (1) SY 300 kVA UPS, (4) XR Frames, PDU, 10 yrs installed |  |  | 3PH&BATT CLASSC CONTR | Services | Advantage Service Plan for 3-Phase UPS | 44475 | 37803.75
WADVULTRAM-NX-86 | (1) YR Adv Ultra for (1) SY 400 kVA UPS, (4) XR Frames, PDU, 10 yrs installed |  |  | 3PH&BATT CLASSC CONTR | Services | Advantage Service Plan for 3-Phase UPS | 49355 | 41951.75
WADVULTRAM-NX-87 | (1) YR Adv Ultra for (1) SY 500 kVA UPS, (4) XR Frames, PDU, 10 yrs installed |  |  | 3PH&BATT CLASSC CONTR | Services | Advantage Service Plan for 3-Phase UPS | 54395 | 46235.75
WADVULTRAM-PX-21 | (1) Year Advantage Ultra Service Plan for (1) Symmetra PX UPS 10kVA 40 and/or PDU >10yrs Installed |  |  | 3PH&BATT CLASSC CONTR | Services | Advantage Service Plan for 3-Phase UPS | 8900 | 7565
WADVULTRAM-PX-22 | (1) Year Advantage Ultra Service Plan for (1) Symmetra PX UPS 20kVA 40 and/or PDU >10yrs Installed |  |  | 3PH&BATT CLASSC CONTR | Services | Advantage Service Plan for 3-Phase UPS | 9465 | 8045.25
WADVULTRAM-PX-23 | (1) Year Advantage Ultra Service Plan for (1) Symmetra PX UPS 30kVA 40 and/or PDU >10yrs Installed |  |  | 3PH&BATT CLASSC CONTR | Services | Advantage Service Plan for 3-Phase UPS | 9985 | 8487.25
WADVULTRAM-PX-24 | (1) Year Advantage Ultra Service Plan for (1) Symmetra PX UPS 40kVA 40 and/or PDU >10yrs Installed |  |  | 3PH&BATT CLASSC CONTR | Services | Advantage Service Plan for 3-Phase UPS | 10220 | 8687
WADVULTRAM-PX-31 | 1 Year Advantage Ultra Service for 1 Symmetra PX 10kVA 80 / 100 frame UPS & or PDU >10yrs Installed |  |  | 3PH&BATT CLASSC CONTR | Services | Advantage Service Plan for 3-Phase UPS | 11435 | 9719.75
WADVULTRAM-PX-32 | 1 Year Advantage Ultra Service for 1 Symmetra PX 20kVA 80 / 100 frame UPS & or PDU >10yrs Installed |  |  | 3PH&BATT CLASSC CONTR | Services | Advantage Service Plan for 3-Phase UPS | 11920 | 10132
WADVULTRAM-PX-33 | 1 Year Advantage Ultra Service for 1 Symmetra PX 30kVA 80 / 100 frame UPS & or PDU >10yrs Installed |  |  | 3PH&BATT CLASSC CONTR | Services | Advantage Service Plan for 3-Phase UPS | 12135 | 10314.75
WADVULTRAM-PX-34 | 1 Year Advantage Ultra Service for 1 Symmetra PX 40kVA 80 / 100 frame UPS & or PDU >10yrs Installed |  |  | 3PH&BATT CLASSC CONTR | Services | Advantage Service Plan for 3-Phase UPS | 12770 | 10854.5
WADVULTRAM-PX-35 | 1 Year Advantage Ultra Service for 1 Symmetra PX 50kVA 80 / 100 frame UPS & or PDU >10yrs Installed |  |  | 3PH&BATT CLASSC CONTR | Services | Advantage Service Plan for 3-Phase UPS | 12995 | 11045.75
WADVULTRAM-PX-36 | 1 Year Advantage Ultra Service for 1 Symmetra PX 60kVA 80 / 100 frame UPS & or PDU >10yrs installed |  |  | 3PH&BATT CLASSC CONTR | Services | Advantage Service Plan for 3-Phase UPS | 13845 | 11768.25
WADVULTRAM-PX-37 | 1 Year Advantage Ultra Service for 1 Symmetra PX 70kVA 80 / 100 frame UPS & or PDU >10yrs installed |  |  | 3PH&BATT CLASSC CONTR | Services | Advantage Service Plan for 3-Phase UPS | 14230 | 12095.5
WADVULTRAM-PX-38 | 1 Year Advantage Ultra Service for 1 Symmetra PX 80kVA 80 / 100 frame UPS & or PDU >10yrs installed |  |  | 3PH&BATT CLASSC CONTR | Services | Advantage Service Plan for 3-Phase UPS | 14565 | 12380.25
WADVULTRAM-PX-39 | (1) YR Adv ULTRA for (1) Sym PX UPS 90kVA 100 and or PDU, 10 yrs installed |  |  | 3PH&BATT CLASSC CONTR | Services | Advantage Service Plan for 3-Phase UPS | 15105 | 12839.25
WADVULTRAM-PX-41 | (1) YR Adv ULTRA for (1) Sym PX UPS 100kVA 100 and or PDU, 10 yrs installed |  |  | 3PH&BATT CLASSC CONTR | Services | Advantage Service Plan for 3-Phase UPS | 16065 | 13655.25
WBATTDISP | Battery Disposal Service - per battery |  |  | 3PH&BATT CLASSC CONTR | Services | Battery Replacement Services | Call for Quote | Call for Quote
WBATTREPLC-MW-00 | Batt Rplcmnt Srvc for (1)Symmetra MW System - Install and Removal Labor per Battery |  |  | 3PH&BATT CLASSC CONTR | Services | Battery Replacement Services | Call for Quote | Call for Quote
WBATTREPLC-VM-00 | Batt Rplcmnt Srvc for (1) Galaxy VM System - Install and Removal Labor per Battery |  |  | 3PH&BATT CLASSC CONTR | Services | Battery Replacement Services | Call for Quote | Call for Quote
WBEXTWAR1YR-NB-07 | Service Pack 1 Year Parts and Software Support Extended Warranty for 1 NetBotz 7-Series |  |  | SP POWER HBN WARR EXT | Services | Extended Warranties - Critical Power & Cooling | 1070 | 909.5
WBEXTWAR1YR-SD-03 | (1) Year Extended Warranty for (1) Easy UPS SMV/SMVS Level 03 |  |  | SP POWER HBN WARR EXT | Services | Extended Warranties - Critical Power & Cooling | 173 | 147.05
WBEXTWAR3YR-SP-03 | Service Pack 3 Year Warranty Extension (for new product purchases) |  |  | SP POWER HBN WARR EXT | Services | Extended Warranties - Critical Power & Cooling | 252 | 214.2
WBEXTWAR3YR-SP-04 | Service Pack 3 Year Warranty Extension (for new product purchases) |  |  | SP POWER HBN WARR EXT | Services | Extended Warranties - Critical Power & Cooling | 486 | 413.1
WBPMV-UP-01 | (1) Battery Preventive Maintenance Visit |  |  | SP OTHER CONTRACT | Services | On-demand Services | 29 | 24.65
WCAPREPLC-E6-C1 | (1) Complete DC Capacitor Replacement Service Labor for (1) EPS 6000 UPS 150-500 kVA |  |  | PROACTIVE SRV & INSP | Services | On-demand Services | 4260 | 3621
WCAPREPLC-E6-C2 | (1) Complete DC Capacitor Replacement Service Labor for (1) EPS 6000 UPS 750-800 kVA |  |  | PROACTIVE SRV & INSP | Services | On-demand Services | 5100 | 4335
WCAPREPLC-E7-00 | (1) Complete DC Capacitor Replacement Service Labor for (1) EPS 7000 UPS |  |  | PROACTIVE SRV & INSP | Services | On-demand Services | 3885 | 3302.25
WCAPREPLC-G4-00 | (1) Complete DC Capacitor Replacement Service Labor for (1) Galaxy 4000 UPS |  |  | PROACTIVE SRV & INSP | Services | On-demand Services | 2955 | 2511.75
WCHECKUPS | (1) Post Start-Up Check-UPS Visit for New UPS |  |  | PROACTIVE SRV & INSP | Services | On-demand Services | 1535 | 1304.75
WCOOLUP-AX-15 | 2 Year Cool Upgrade for (1) In Row ACRD Half Rack 10KW |  |  | SP COOL CLSSC CONTRACT | Services | Advantage Service Plan for Cooling | 5995 | 5095.75
WCOOLUP-AX-22 | 2 Year Cool Upgrade for (1) InfraStruXure InRow RP Chilled Water |  |  | SP COOL CLSSC CONTRACT | Services | Advantage Service Plan for Cooling | 9175 | 7798.75
WCOOLUP-AX-26 | 2 Year Cool Upgrade for (1) InfraStruXure InRow RC Chilled Water |  |  | SP COOL CLSSC CONTRACT | Services | Advantage Service Plan for Cooling | 4965 | 4220.25
WCOOLUP-AX-28 | 2 Year Cool Upgrade for (1) In Row ACRD101 series |  |  | SP COOL CLSSC CONTRACT | Services | Advantage Service Plan for Cooling | 6835 | 5809.75
WCOOLUP-AX-41 | 2 Year Cool Upgrade for (1) InfraStruXure InRow 600mm DX Air Cooled |  |  | SP COOL CLSSC CONTRACT | Services | Advantage Service Plan for Cooling | 13650 | 11602.5
WECON-PX-01 | 1 Year Essential Connect Service Plan L1 for Symmetra PX 0-40kVA |  |  | ASSET ADV SP&C | Services | Advantage Service Plan for 3-Phase UPS | Call for Quote | Call for Quote
WECON-PX-02 | 1 Year Essential Connect Service Plan L2 for Symmetra PX 41-150kVA |  |  | ASSET ADV SP&C | Services | Advantage Service Plan for 3-Phase UPS | Call for Quote | Call for Quote
WECON-PX-03 | 1 Year Essential Connect Service Plan L3 for Symmetra PX 151-500kVA |  |  | ASSET ADV SP&C | Services | Advantage Service Plan for 3-Phase UPS | Call for Quote | Call for Quote
WESPPLUS2-EZU-15 | (2) Year EcoStruxure Service Plan Plus for (1) Easy UPS 3S UL 10 - 15kVA UPS |  |  | ECOX SERVICE PLANS | Services | EcoStruxure Service Plan for 3-Phase UPS | 13400 | 11390
WESPPLUS2-EZU-20 | (2) Year EcoStruxure Service Plan Plus for (1) Easy UPS 3S UL 20 kVA UPS |  |  | ECOX SERVICE PLANS | Services | EcoStruxure Service Plan for 3-Phase UPS | 13700 | 11645
WESPPLUS2-EZU-30 | (2) Year EcoStruxure Service Plan Plus for (1) Easy UPS 3S UL 30 kVA UPS |  |  | ECOX SERVICE PLANS | Services | EcoStruxure Service Plan for 3-Phase UPS | 14005 | 11904.25
WESPPLUS2-EZU-40 | (2) Year EcoStruxure Service Plan Plus for (1) Easy UPS 3S UL 40 kVA UPS |  |  | ECOX SERVICE PLANS | Services | EcoStruxure Service Plan for 3-Phase UPS | 14305 | 12159.25
WESPPLUS2-G3-21 | (2) Year EcoStruxure Service Plan Plus for (1) Galaxy 3500 or SUVT 10-15 kVA UPS |  |  | ECOX SERVICE PLANS | Services | EcoStruxure Service Plan for 3-Phase UPS | 6355 | 5401.75
WESPPLUS2-G3-22 | (2) Year EcoStruxure Service Plan Plus for (1) Galaxy 3500 or SUVT 20 kVA UPS |  |  | ECOX SERVICE PLANS | Services | EcoStruxure Service Plan for 3-Phase UPS | 8010 | 6808.5
WESPPLUS2-G3-23 | (2) Year EcoStruxure Service Plan Plus for (1) Galaxy 3500 or SUVT 30 kVA UPS |  |  | ECOX SERVICE PLANS | Services | EcoStruxure Service Plan for 3-Phase UPS | 9145 | 7773.25
WESPPLUS2-G3-24 | (2) Year EcoStruxure Service Plan Plus for (1) Galaxy 3500 or SUVT 40 kVA UPS |  |  | ECOX SERVICE PLANS | Services | EcoStruxure Service Plan for 3-Phase UPS | 9685 | 8232.25
WESPPLUS2-PX-21 | (2) Year EcoStruxure Service Plan Plus for (1) Symmetra PX UPS 10kVA 40 |  |  | ECOX SERVICE PLANS | Services | EcoStruxure Service Plan for 3-Phase UPS | 9265 | 7875.25
WESPPLUS2-PX-22 | (2) Year EcoStruxure Service Plan Plus for (1) Symmetra PX UPS 20kVA 40 |  |  | ECOX SERVICE PLANS | Services | EcoStruxure Service Plan for 3-Phase UPS | 9885 | 8402.25
WESPPLUS2-PX-23 | (2) Year EcoStruxure Service Plan Plus for (1) Symmetra PX UPS 30kVA 40 |  |  | ECOX SERVICE PLANS | Services | EcoStruxure Service Plan for 3-Phase UPS | 10490 | 8916.5
WESPPLUS2-PX-24 | (2) Year EcoStruxure Service Plan Plus for (1) Symmetra PX UPS 40kVA 40 |  |  | ECOX SERVICE PLANS | Services | EcoStruxure Service Plan for 3-Phase UPS | 10805 | 9184.25
WESPPLUS2-VS1-A15 | (2) Year EcoStruxure Service Plan Plus for (1) Galaxy VS 10 - 15kVA UPS |  |  | ECOX SERVICE PLANS | Services | EcoStruxure Service Plan for 3-Phase UPS | 9000 | 7650
WESPPLUS2-VS1-A25 | (2) Year EcoStruxure Service Plan Plus for (1) Galaxy VS 20 kVA UPS |  |  | ECOX SERVICE PLANS | Services | EcoStruxure Service Plan for 3-Phase UPS | 9000 | 7650
WESPPLUS2-VS1-A30 | (2) Year EcoStruxure Service Plan Plus for (1) Galaxy VS 30 kVA UPS |  |  | ECOX SERVICE PLANS | Services | EcoStruxure Service Plan for 3-Phase UPS | 9000 | 7650
WESPPLUS2-VS1-A40 | (2) Year EcoStruxure Service Plan Plus for (1) Galaxy VS 40 kVA UPS |  |  | ECOX SERVICE PLANS | Services | EcoStruxure Service Plan for 3-Phase UPS | 9000 | 7650
WESPPLUS2-VS2-A40 | (2) Year EcoStruxure Service Plan Plus for (1) Galaxy VS 10 - 15kVA UPS |  |  | ECOX SERVICE PLANS | Services | EcoStruxure Service Plan for 3-Phase UPS | 9840 | 8364
WESPPLUS2-VS2-A41 | (2) Year EcoStruxure Service Plan Plus for (1) Galaxy VS 20 - 25kVA UPS |  |  | ECOX SERVICE PLANS | Services | EcoStruxure Service Plan for 3-Phase UPS | 9840 | 8364
WESPPLUS2-VS2-A50 | (2) Year EcoStruxure Service Plan Plus for (1) Galaxy VS 30 - 40kVA UPS |  |  | ECOX SERVICE PLANS | Services | EcoStruxure Service Plan for 3-Phase UPS | 8635 | 7339.75
WESPULTRA2-EZU-15 | (2) Year EcoStruxure Service Plan Ultra for (1) Easy UPS 3S UL 10 - 15kVA UPS |  |  | ECOX SERVICE PLANS | Services | EcoStruxure Service Plan for 3-Phase UPS | 21640 | 18394
WESPULTRA2-EZU-20 | (2) Year EcoStruxure Service Plan Ultra for (1) Easy UPS 3S UL 20 kVA UPS |  |  | ECOX SERVICE PLANS | Services | EcoStruxure Service Plan for 3-Phase UPS | 22045 | 18738.25
WESPULTRA2-EZU-30 | (2) Year EcoStruxure Service Plan Ultra for (1) Easy UPS 3S UL 30 kVA UPS |  |  | ECOX SERVICE PLANS | Services | EcoStruxure Service Plan for 3-Phase UPS | 23820 | 20247
WESPULTRA2-EZU-40 | (2) Year EcoStruxure Service Plan Ultra for (1) Easy UPS 3S UL 40 kVA UPS |  |  | ECOX SERVICE PLANS | Services | EcoStruxure Service Plan for 3-Phase UPS | 25070 | 21309.5
WESPULTRA2-G3-21 | (2) Year EcoStruxure Service Plan Ultra for (1) Galaxy 3500 or SUVT 10-15 kVA UPS |  |  | ECOX SERVICE PLANS | Services | EcoStruxure Service Plan for 3-Phase UPS | 10290 | 8746.5
WESPULTRA2-G3-22 | (2) Year EcoStruxure Service Plan Ultra for (1) Galaxy 3500 or SUVT 20 kVA UPS |  |  | ECOX SERVICE PLANS | Services | EcoStruxure Service Plan for 3-Phase UPS | 13425 | 11411.25
WESPULTRA2-G3-23 | (2) Year EcoStruxure Service Plan Ultra for (1) Galaxy 3500 or SUVT 30 kVA UPS |  |  | ECOX SERVICE PLANS | Services | EcoStruxure Service Plan for 3-Phase UPS | 15285 | 12992.25
WESPULTRA2-G3-24 | (2) Year EcoStruxure Service Plan Ultra for (1) Galaxy 3500 or SUVT 40 kVA UPS |  |  | ECOX SERVICE PLANS | Services | EcoStruxure Service Plan for 3-Phase UPS | 16220 | 13787
WESPULTRA2-PX-21 | (2) Year EcoStruxure Service Plan Ultra for (1) Symmetra PX UPS 10kVA 40 |  |  | ECOX SERVICE PLANS | Services | EcoStruxure Service Plan for 3-Phase UPS | 15470 | 13149.5
WESPULTRA2-PX-22 | (2) Year EcoStruxure Service Plan Ultra for (1) Symmetra PX UPS 20kVA 40 |  |  | ECOX SERVICE PLANS | Services | EcoStruxure Service Plan for 3-Phase UPS | 16455 | 13986.75
WESPULTRA2-PX-23 | (2) Year EcoStruxure Service Plan Ultra for (1) Symmetra PX UPS 30kVA 40 |  |  | ECOX SERVICE PLANS | Services | EcoStruxure Service Plan for 3-Phase UPS | 17365 | 14760.25
WESPULTRA2-PX-24 | (2) Year EcoStruxure Service Plan Ultra for (1) Symmetra PX UPS 40kVA 40 |  |  | ECOX SERVICE PLANS | Services | EcoStruxure Service Plan for 3-Phase UPS | 18485 | 15712.25
WESPULTRA2-VS1-A15 | (2) Year EcoStruxure Service Plan Ultra for (1) Galaxy VS 10 - 15kVA UPS |  |  | ECOX SERVICE PLANS | Services | EcoStruxure Service Plan for 3-Phase UPS | 15660 | 13311
WESPULTRA2-VS1-A25 | (2) Year EcoStruxure Service Plan Ultra for (1) Galaxy VS 20 kVA UPS |  |  | ECOX SERVICE PLANS | Services | EcoStruxure Service Plan for 3-Phase UPS | 15925 | 13536.25
WESPULTRA2-VS1-A30 | (2) Year EcoStruxure Service Plan Ultra for (1) Galaxy VS 30 kVA UPS |  |  | ECOX SERVICE PLANS | Services | EcoStruxure Service Plan for 3-Phase UPS | 16195 | 13765.75
WESPULTRA2-VS1-A40 | (2) Year EcoStruxure Service Plan Ultra for (1) Galaxy VS 40 kVA UPS |  |  | ECOX SERVICE PLANS | Services | EcoStruxure Service Plan for 3-Phase UPS | 16475 | 14003.75
WESPULTRA2-VS2-A40 | (2) Year EcoStruxure Service Plan Ultra for (1) Galaxy VS 10 - 15kVA UPS |  |  | ECOX SERVICE PLANS | Services | EcoStruxure Service Plan for 3-Phase UPS | 17565 | 14930.25
WESPULTRA2-VS2-A41 | (2) Year EcoStruxure Service Plan Ultra for (1) Galaxy VS 20 - 25kVA UPS |  |  | ECOX SERVICE PLANS | Services | EcoStruxure Service Plan for 3-Phase UPS | 17930 | 15240.5
WESPULTRA2-VS2-A50 | (2) Year EcoStruxure Service Plan Ultra for (1) Galaxy VS 30 - 40kVA UPS |  |  | ECOX SERVICE PLANS | Services | EcoStruxure Service Plan for 3-Phase UPS | 15805 | 13434.25
WEXT1YR-MDC-03 | 1 Year Extended Warranty for (1) Level 3 Micro DC |  |  | SP POWER HBN WARR EXT | Services | Extended Warranties - Critical Power & Cooling | 1765 | 1500.25
WEXT1YR-MDC-05 | 1 Year Extended Warranty for (1) Level 5 Micro DC |  |  | SP POWER HBN WARR EXT | Services | Extended Warranties - Critical Power & Cooling | 9050 | 7692.5
WEXT1YR-UF-10 | 1 Year Extended Warranty for DX LE Model 0511 thru 0611 Compressor(s) Only |  |  | SP COOL WARRANTY EXT | Services | Extended Warranties - Critical Power & Cooling | 243 | 206.55
WEXT1YR-UF-11 | 1 Year Extended Warranty for DX LE Model 0721 thru 0921 Compressor(s) Only |  |  | SP COOL WARRANTY EXT | Services | Extended Warranties - Critical Power & Cooling | 386 | 328.1
WEXT1YR-UF-12 | 1 Year Extended Warranty for DX LE Model 1422 thru 1822 Compressor(s) Only |  |  | SP COOL WARRANTY EXT | Services | Extended Warranties - Critical Power & Cooling | 436 | 370.6
WEXT1YR-UF-13 | 1 Year Extended Warranty for DX LE Max Model 2222 thru 3342 Compressor(s) Only |  |  | SP COOL WARRANTY EXT | Services | Extended Warranties - Critical Power & Cooling | 603 | 512.55
WEXT1YR-UF-21 | 1 Year Extended Warranty, Parts Only, for CW LE Model 0600 thru 1400 |  |  | SP COOL WARRANTY EXT | Services | Extended Warranties - Critical Power & Cooling | 1330 | 1130.5
WEXT1YR-UF-22 | 1 Year Extended Warranty, Parts Only, for CW LE Model 1700 thru 2900 |  |  | SP COOL WARRANTY EXT | Services | Extended Warranties - Critical Power & Cooling | 1450 | 1232.5
WEXT1YR-UF-23 | 1 Year Extended Warranty, Parts Only, for 1 CW LE Model 3400 thru 4600 |  |  | SP COOL WARRANTY EXT | Services | Extended Warranties - Critical Power & Cooling | 1690 | 1436.5
WEXT1YR-UF-24 | 1 Year Extended Warranty, Parts Only, for 1 CW LE Model 4800 thru 5300 |  |  | SP COOL WARRANTY EXT | Services | Extended Warranties - Critical Power & Cooling | 1870 | 1589.5
WEXT1YR-UF-31 | 1 Year Extended Warranty, Parts Only, for 1 DX LE Model 0511 thru 0611 |  |  | SP COOL WARRANTY EXT | Services | Extended Warranties - Critical Power & Cooling | 1020 | 867
WEXT1YR-UF-32 | 1 Year Extended Warranty, Parts Only, for 1 DX LE Model 0721 thru 0921 |  |  | SP COOL WARRANTY EXT | Services | Extended Warranties - Critical Power & Cooling | 1135 | 964.75
WEXT1YR-UF-33 | 1 Year Extended Warranty, Parts Only, for 1 DX LE Model 1422 thru 1822 |  |  | SP COOL WARRANTY EXT | Services | Extended Warranties - Critical Power & Cooling | 1365 | 1160.25
WEXT1YR-UF-34 | 1 Year Extended Warranty, Parts Only, for 1 DX LE Max Model 2222 thru 3342 |  |  | SP COOL WARRANTY EXT | Services | Extended Warranties - Critical Power & Cooling | 1570 | 1334.5
WEXT1YR-UF-45 | 1 Year Extended Warranty, Parts Only, for 1 DX Unisplit Ceiling or Wall Mount Unit - Model 0341 |  |  | SP COOL WARRANTY EXT | Services | Extended Warranties - Critical Power & Cooling | 544 | 462.4
WEXT1YR-UF-47 | 1 Year Extended Warranty, Parts Only, for 1 DX Unisplit Ceiling or Wall Mount Unit - Model 0481 |  |  | SP COOL WARRANTY EXT | Services | Extended Warranties - Critical Power & Cooling | 621 | 527.85
WEXT2YR-UF-10 | 2 Year Extended Warranty for DX LE Model 0511 thru 0611 Compressor(s) Only |  |  | SP COOL WARRANTY EXT | Services | Extended Warranties - Critical Power & Cooling | 364 | 309.4
WEXT2YR-UF-11 | 2 Year Extended Warranty for DX LE Model 0721 thru 0921 Compressor(s) Only |  |  | SP COOL WARRANTY EXT | Services | Extended Warranties - Critical Power & Cooling | 603 | 512.55
WEXT2YR-UF-12 | 2 Year Extended Warranty for DX LE Model 1422 thru 1822 Compressor(s) Only |  |  | SP COOL WARRANTY EXT | Services | Extended Warranties - Critical Power & Cooling | 623 | 529.55
WEXT2YR-UF-13 | 2 Year Extended Warranty for DX LE Max Model 2222 thru 3342 Compressor(s) Only |  |  | SP COOL WARRANTY EXT | Services | Extended Warranties - Critical Power & Cooling | 1085 | 922.25
WEXT2YR-UF-21 | 2 Year Extended Warranty, Parts Only, for CW LE Model 0600 thru 1400 |  |  | SP COOL WARRANTY EXT | Services | Extended Warranties - Critical Power & Cooling | 3370 | 2864.5
WEXT2YR-UF-22 | 2 Year Extended Warranty, Parts Only, for CW LE Model 1700 thru 2900 |  |  | SP COOL WARRANTY EXT | Services | Extended Warranties - Critical Power & Cooling | 3610 | 3068.5
WEXT2YR-UF-23 | 2 Year Extended Warranty, Parts Only, for 1 CW LE Model 3400 thru 4600 |  |  | SP COOL WARRANTY EXT | Services | Extended Warranties - Critical Power & Cooling | 4095 | 3480.75
WEXT2YR-UF-24 | 2 Year Extended Warranty, Parts Only, for 1 CW LE Model 4800 thru 5300 |  |  | SP COOL WARRANTY EXT | Services | Extended Warranties - Critical Power & Cooling | 4495 | 3820.75
WEXT2YR-UF-31 | 2 Year Extended Warranty, Parts Only, for 1 DX LE Model 0511 thru 0611 |  |  | SP COOL WARRANTY EXT | Services | Extended Warranties - Critical Power & Cooling | 2500 | 2125
WEXT2YR-UF-32 | 2 Year Extended Warranty, Parts Only, for 1 DX LE Model 0721 thru 0921 |  |  | SP COOL WARRANTY EXT | Services | Extended Warranties - Critical Power & Cooling | 2785 | 2367.25
WEXT2YR-UF-33 | 2 Year Extended Warranty, Parts Only, for 1 DX LE Model 1422 thru 1822 |  |  | SP COOL WARRANTY EXT | Services | Extended Warranties - Critical Power & Cooling | 3345 | 2843.25
WEXT2YR-UF-34 | 2 Year Extended Warranty, Parts Only, for 1 DX LE Max Model 2222 thru 3342 |  |  | SP COOL WARRANTY EXT | Services | Extended Warranties - Critical Power & Cooling | 3855 | 3276.75
WEXT2YR-UF-45 | 2 Year Extended Warranty, Parts Only, for 1 DX Unisplit Ceiling or Wall Mount Unit - Model 0341 |  |  | SP COOL WARRANTY EXT | Services | Extended Warranties - Critical Power & Cooling | 1035 | 879.75
WEXT2YR-UF-47 | 2 Year Extended Warranty, Parts Only, for 1 DX Unisplit Ceiling or Wall Mount Unit - Model 0481 |  |  | SP COOL WARRANTY EXT | Services | Extended Warranties - Critical Power & Cooling | 1180 | 1003
WEXT2YR-UF-47C | 2 Year Extended Warranty for DX Unisplit Ceiling or Wall Mount Unit - Model 0481 Compressor(s) Only |  |  | SP COOL WARRANTY EXT | Services | Extended Warranties - Critical Power & Cooling | 895 | 760.75
WEXT4YR-MDC-03 | 4 Year Extended Warranty for (1) Level 3 Micro DC |  |  | SP POWER HBN WARR EXT | Services | Extended Warranties - Critical Power & Cooling | 5985 | 5087.25
WEXT4YR-MDC-05 | 4 Year Extended Warranty for (1) Level 5 Micro DC |  |  | SP POWER HBN WARR EXT | Services | Extended Warranties - Critical Power & Cooling | 30745 | 26133.25
WEXT7YR-LB-EE | "(7) year parts only warranty for (1) type "E" Li Ion battery cabinet." |  |  | SP POWER WARRANTY EXT | Services | Extended Warranties - Critical Power & Cooling | 9285 | 7892.25
WEXT7YR-LB-GG | "(7) year parts only warranty for (1) type "G" Li Ion battery cabinet" |  |  | SP POWER WARRANTY EXT | Services | Extended Warranties - Critical Power & Cooling | 9710 | 8253.5
WEXT7YR-LB-OO | "(7) year parts only warranty for (1) type "O" Li Ion battery cabinet" |  |  | SP POWER WARRANTY EXT | Services | Extended Warranties - Critical Power & Cooling | 7100 | 6035
WEXT7YR-LB-SS | "(7) year parts only warranty for (1) type "S" Li Ion battery cabinet" |  |  | SP POWER WARRANTY EXT | Services | Extended Warranties - Critical Power & Cooling | 8175 | 6948.75
WEXTWAR1YR-AX-01 | 1 Year Extended Warranty for 3-10 kW Compressors |  |  | SP COOL WARRANTY EXT | Services | Extended Warranties - Critical Power & Cooling | 180 | 153
WEXTWAR1YR-AX-02 | 1 Year Extended Warranty for 14-30 kW Compressors |  |  | SP COOL WARRANTY EXT | Services | Extended Warranties - Critical Power & Cooling | 215 | 182.75
WEXTWAR1YR-AX-07 | 1 Year Extended Warranty, Parts Only for (1) 3.5kW split system unit |  |  | SP COOL WARRANTY EXT | Services | Extended Warranties - Critical Power & Cooling | 724 | 615.4
WEXTWAR1YR-AX-60 | 1 Year Extended Warranty for (1) High-Density Cooling Enclosure |  |  | SP COOL WARRANTY EXT | Services | Extended Warranties - Critical Power & Cooling | 2445 | 2078.25
WEXTWAR1YR-NB-02 | 1 Year Parts and Software Support Extended Warranty for 1 NetBotz 2-Series |  |  | SP POWER HBN WARR EXT | Services | Extended Warranties - Critical Power & Cooling | 632 | 537.2
WEXTWAR1YR-NB-07 | 1 Year Parts and Software Support Extended Warranty for 1 NetBotz 7-Series |  |  | SP POWER HBN WARR EXT | Services | Extended Warranties - Critical Power & Cooling | 1495 | 1270.75
WEXTWAR1YR-SD-01 | (1) Year Extended Warranty for (1) Easy UPS SMV Level 01 |  |  | SP POWER HBN WARR EXT | Services | Extended Warranties - Critical Power & Cooling | 98 | 83.3
WEXTWAR1YR-SD-02 | (1) Year Extended Warranty for (1) Easy UPS SMV Level 02 |  |  | SP POWER HBN WARR EXT | Services | Extended Warranties - Critical Power & Cooling | 108 | 91.8
WEXTWAR1YR-SD-03 | (1) Year Extended Warranty for (1) Easy UPS SMV Level 03 |  |  | SP POWER HBN WARR EXT | Services | Extended Warranties - Critical Power & Cooling | 179 | 152.15
WEXTWAR1YR-SD-04 | (1) Year Extended Warranty for (1) Easy UPS SMV Level 04 |  |  | SP POWER HBN WARR EXT | Services | Extended Warranties - Critical Power & Cooling | 341 | 289.85
WEXTWAR1YR-SP-01 | 1 Year Extended Warranty (Renewal or High Volume) |  |  | SP POWER HBN WARR EXT | Services | Extended Warranties - Critical Power & Cooling | 78 | 66.3
WEXTWAR1YR-SP-02 | 1 Year Extended Warranty (Renewal or High Volume) |  |  | SP POWER HBN WARR EXT | Services | Extended Warranties - Critical Power & Cooling | 85 | 72.25
WEXTWAR1YR-SP-03 | 1 Year Extended Warranty (Renewal or High Volume) |  |  | SP POWER HBN WARR EXT | Services | Extended Warranties - Critical Power & Cooling | 139 | 118.15
WEXTWAR1YR-SP-05 | 1 Year Extended Warranty (Renewal or High Volume) |  |  | SP POWER HBN WARR EXT | Services | Extended Warranties - Critical Power & Cooling | 517 | 439.45
WEXTWAR1YR-SP-06 | 1 Year Extended Warranty (Renewal or High Volume) |  |  | SP POWER HBN WARR EXT | Services | Extended Warranties - Critical Power & Cooling | 1025 | 871.25
WEXTWAR1YR-SP-07 | 1 Year Extended Warranty (Renewal or High Volume) |  |  | SP POWER HBN WARR EXT | Services | Extended Warranties - Critical Power & Cooling | 1705 | 1449.25
WEXTWAR1YR-SP-08 | 1 Year Extended Warranty (Renewal or High Volume) |  |  | SP POWER HBN WARR EXT | Services | Extended Warranties - Critical Power & Cooling | 2385 | 2027.25
WEXTWAR1YR-SPL-11 | 1 Year Extended Warranty for Li-Ion Smart-UPS L11 |  |  | SP POWER HBN WARR EXT | Services | Extended Warranties - Critical Power & Cooling | 98 | 83.3
WEXTWAR1YR-SPL-12 | 1 Year Extended Warranty for Li-Ion Smart-UPS L12 |  |  | SP POWER HBN WARR EXT | Services | Extended Warranties - Critical Power & Cooling | 105 | 89.25
WEXTWAR1YR-SPL-13 | 1 Year Extended Warranty for Li-Ion Smart-UPS L13 |  |  | SP POWER HBN WARR EXT | Services | Extended Warranties - Critical Power & Cooling | 179 | 152.15
WEXTWAR1YR-SPL-14 | 1 Year Extended Warranty for Li-Ion Smart-UPS L14 |  |  | SP POWER HBN WARR EXT | Services | Extended Warranties - Critical Power & Cooling | 328 | 278.8
WEXTWAR1YR-SPL-15 | 1 Year Extended Warranty for Li-Ion Smart-UPS L15 |  |  | SP POWER HBN WARR EXT | Services | Extended Warranties - Critical Power & Cooling | 639 | 543.15
WEXTWAR1YR-SPL-16 | 1 Year Extended Warranty for Li-Ion Smart-UPS L16 |  |  | SP POWER HBN WARR EXT | Services | Extended Warranties - Critical Power & Cooling | 1265 | 1075.25
WEXTWAR1YR-SPL-17 | 1 Year Extended Warranty for Li-Ion Smart-UPS L17 |  |  | SP POWER HBN WARR EXT | Services | Extended Warranties - Critical Power & Cooling | 2215 | 1882.75
WEXTWAR1YR-SPL-18 | 1 Year Extended Warranty for Li-Ion Smart-UPS L18 |  |  | SP POWER HBN WARR EXT | Services | Extended Warranties - Critical Power & Cooling | 2960 | 2516
WEXTWAR2YR-AX-07 | 2 Year Extended Warranty, Parts Only for (1) 3.5kW split system unit |  |  | SP COOL WARRANTY EXT | Services | Extended Warranties - Critical Power & Cooling | 1370 | 1164.5
WEXTWAR3YR-NB-02 | 3 Years Parts and Software Support Extended Warranty for 1 NetBotz 2-Series |  |  | SP POWER HBN WARR EXT | Services | Extended Warranties - Critical Power & Cooling | 1535 | 1304.75
WEXTWAR3YR-NB-07 | 3 Years Parts and Software Support Extended Warranty for 1 NetBotz 7-Series |  |  | SP POWER HBN WARR EXT | Services | Extended Warranties - Critical Power & Cooling | 3625 | 3081.25
WEXTWAR3YR-SD-03 | (3) Year Extended Warranty for (1) Smart-UPS with SmartConnect Level 03 |  |  | SP POWER HBN WARR EXT | Services | Extended Warranties - Critical Power & Cooling | 445 | 378.25
WEXTWAR3YR-SP-01 | 3 Year Extended Warranty (High Volume) |  |  | SP POWER HBN WARR EXT | Services | Extended Warranties - Critical Power & Cooling | 159 | 135.15
WEXTWAR3YR-SP-02 | 3 Year Extended Warranty (High Volume) |  |  | SP POWER HBN WARR EXT | Services | Extended Warranties - Critical Power & Cooling | 224 | 190.4
WEXTWAR3YR-SP-03 | 3 Year Extended Warranty (High Volume) |  |  | SP POWER HBN WARR EXT | Services | Extended Warranties - Critical Power & Cooling | 346 | 294.1
WEXTWAR3YR-SP-04 | 3 Year Extended Warranty (High Volume) |  |  | SP POWER HBN WARR EXT | Services | Extended Warranties - Critical Power & Cooling | 656 | 557.6
WEXTWAR3YR-SP-05 | 3 Year Extended Warranty (High Volume) |  |  | SP POWER HBN WARR EXT | Services | Extended Warranties - Critical Power & Cooling | 1285 | 1092.25
WEXTWAR3YR-SP-06 | 3 Year Extended Warranty (High Volume) |  |  | SP POWER HBN WARR EXT | Services | Extended Warranties - Critical Power & Cooling | 2565 | 2180.25
WEXTWAR3YR-SP-07 | 3 Year Extended Warranty (High Volume) |  |  | SP POWER HBN WARR EXT | Services | Extended Warranties - Critical Power & Cooling | 4265 | 3625.25
WEXTWAR3YR-SP-08 | 3 Year Extended Warranty (High Volume) |  |  | SP POWER HBN WARR EXT | Services | Extended Warranties - Critical Power & Cooling | 5975 | 5078.75
WEXWAR1Y-AC-01 | 1 Year Warranty Extension for (1) Accessory (Renewal or High Volume) |  |  | SP POWER HBN WARR EXT | Services | Extended Warranties - Critical Power & Cooling | 69 | 58.65
WEXWAR1Y-AC-02 | 1 Year Warranty Extension for (1) Accessory (Renewal or High Volume) |  |  | SP POWER HBN WARR EXT | Services | Extended Warranties - Critical Power & Cooling | 98 | 83.3
WEXWAR1Y-AC-03 | 1 Year Warranty Extension for (1) Accessory (Renewal or High Volume) |  |  | SP POWER HBN WARR EXT | Services | Extended Warranties - Critical Power & Cooling | 153 | 130.05
WEXWAR1Y-AC-04 | 1 Year Warranty Extension for (1) Accessory (Renewal or High Volume) |  |  | SP POWER HBN WARR EXT | Services | Extended Warranties - Critical Power & Cooling | 296 | 251.6
WEXWAR1Y-AC-05 | 1 Year Warranty Extension for (1) Accessory (Renewal or High Volume) |  |  | SP POWER HBN WARR EXT | Services | Extended Warranties - Critical Power & Cooling | 575 | 488.75
WEXWAR1Y-AC-06 | 1 Year Warranty Extension for (1) Accessory (Renewal or High Volume) |  |  | SP POWER HBN WARR EXT | Services | Extended Warranties - Critical Power & Cooling | 1145 | 973.25
WEXWAR1Y-AC-07 | 1 Year Warranty Extension for (1) Accessory (Renewal or High Volume) |  |  | SP POWER HBN WARR EXT | Services | Extended Warranties - Critical Power & Cooling | 1915 | 1627.75
WFANREPLC-E8-00 | (1) Fan Replacement Service for (1) EPS UPS |  |  | PROACTIVE SRV & INSP | Services | On-demand Services | Call for Quote | Call for Quote
WMBRS1-MB7-GVS | Modular Battery Replacement Service - (1) GVSBT4 7Ah for (1) Galaxy VS UPS Narrow |  |  | SP POWER MBRS | Services | Battery Replacement Services | 5615 | 4772.75
WMBRS1-MB9-GVS | Modular Battery Replacement Service - (1) GVSBTH4 9Ah for (1) Galaxy VS UPS or GVS Battery Cabinet |  |  | SP POWER MBRS | Services | Battery Replacement Services | 6285 | 5342.25
WMBRS1-MB9LL-GVS | Modular Battery Replacement Service - (1) GVSBTH4LL 9Ah long life for (1) GVS UPS or Batt. Cabinet |  |  | SP POWER MBRS | Services | Battery Replacement Services | 7245 | 6158.25
WMBRS1-MB-GVM1 | Modular Battery Replacement Service - 1 GVMMBTU for 1 Galaxy VM UPS Battery Cabinet Narrow or Wide |  |  | SP POWER MBRS | Services | Battery Replacement Services | 6535 | 5554.75
WMBRS1-MB-T4 | Modular Battery Replacement Service 1 X SYBT4 |  |  | SP POWER MBRS | Services | Battery Replacement Services | 4390 | 3731.5
WMBRS1-MB-T9B4 | Modular Battery Replacement Service 1 X SYBT9-B4 |  |  | SP POWER MBRS | Services | Battery Replacement Services | 4850 | 4122.5
WMBRS1-MB-T9B6 | Modular Battery Replacement Service 1 X SYBT9-B6 |  |  | SP POWER MBRS | Services | Battery Replacement Services | 6570 | 5584.5
WMBRS2-MB7-GVS | Modular Battery Replacement Service - (2) GVSBT4 7Ah for (1) Galaxy VS UPS Narrow |  |  | SP POWER MBRS | Services | Battery Replacement Services | 8890 | 7556.5
WMBRS2-MB9-GVS | Modular Battery Replacement Service - (2) GVSBTH4 9Ah for (1) Galaxy VS UPS or GVS Battery Cabinet |  |  | SP POWER MBRS | Services | Battery Replacement Services | 10235 | 8699.75
WMBRS2-MB9LL-GVS | Modular Battery Replacement Service - (2) GVSBTH4LL 9Ah long life for (1) GVS UPS or Batt. Cabinet |  |  | SP POWER MBRS | Services | Battery Replacement Services | 11960 | 10166
WMBRS2-MB-GVM2 | Modular Battery Replacement Service - 2 GVMMBTU for 1 Galaxy VM UPS Battery Cabinet Narrow or Wide |  |  | SP POWER MBRS | Services | Battery Replacement Services | 9315 | 7917.75
WMBRS2-MB-T4 | Modular Battery Replacement Service 2 X SYBT4 |  |  | SP POWER MBRS | Services | Battery Replacement Services | 6525 | 5546.25
WMBRS2-MB-T9B4 | Modular Battery Replacement Service 2 X SYBT9-B4 |  |  | SP POWER MBRS | Services | Battery Replacement Services | 7725 | 6566.25
WMBRS3-MB9-GVS | Modular Battery Replacement Service - (3) GVSBTH4 9Ah for (1) Galaxy VS UPS or GVS Battery Cabinet |  |  | SP POWER MBRS | Services | Battery Replacement Services | 13940 | 11849
WMBRS3-MB9LL-GVS | Modular Battery Replacement Service - (3) GVSBTH4LL 9Ah long life for (1) GVS UPS or Batt. Cabinet |  |  | SP POWER MBRS | Services | Battery Replacement Services | 16900 | 14365
WMBRS3-MB-GVM3 | Modular Battery Replacement Service - 3 GVMMBTU for 1 Galaxy VM UPS Battery Cabinet Narrow or Wide |  |  | SP POWER MBRS | Services | Battery Replacement Services | 12260 | 10421
WMBRS3-MB-T4 | Modular Battery Replacement Service 3 X SYBT4 |  |  | SP POWER MBRS | Services | Battery Replacement Services | 9525 | 8096.25
WMBRS3-MB-T5 | Modular Battery Replacement Service 3 X SYBT5 |  |  | SP POWER MBRS | Services | Battery Replacement Services | 4570 | 3884.5
WMBRS3-MB-T9B4 | Modular Battery Replacement Service 3 X SYBT9-B4 |  |  | SP POWER MBRS | Services | Battery Replacement Services | 11590 | 9851.5
WMBRS4-MB9-GVS | Modular Battery Replacement Service - (4) GVSBTH4 9Ah for (1) Galaxy VS UPS or GVS Battery Cabinet |  |  | SP POWER MBRS | Services | Battery Replacement Services | 17890 | 15206.5
WMBRS4-MB9LL-GVS | Modular Battery Replacement Service - (4) GVSBTH4LL 9Ah long life for (1) GVS UPS or Batt. Cabinet |  |  | SP POWER MBRS | Services | Battery Replacement Services | 21755 | 18491.75
WMBRS4-MB-GVM4 | Modular Battery Replacement Service - 4 GVMMBTU for 1 Galaxy VM UPS Battery Cabinet Narrow or Wide |  |  | SP POWER MBRS | Services | Battery Replacement Services | 15095 | 12830.75
WMBRS4-MB-T5 | Modular Battery Replacement Service 4 X SYBT5 |  |  | SP POWER MBRS | Services | Battery Replacement Services | 6015 | 5112.75
WMBRS4-MB-T9B4 | Modular Battery Replacement Service 4 X SYBT9-B4 |  |  | SP POWER MBRS | Services | Battery Replacement Services | 15170 | 12894.5
WMBRS4-MB-TT | Modular Battery Replacement Service 4 X SYBATT |  |  | SP POWER MBRS | Services | Battery Replacement Services | 4565 | 3880.25
WMBRS5-MB9-GVS | Modular Battery Replacement Service - (5) GVSBTH4 9Ah for (1) Galaxy VS UPS or GVS Battery Cabinet |  |  | SP POWER MBRS | Services | Battery Replacement Services | 22625 | 19231.25
WMBRS5-MB9LL-GVS | Modular Battery Replacement Service - (5) GVSBTH4LL 9Ah long life for (1) GVS UPS or Batt. Cabinet |  |  | SP POWER MBRS | Services | Battery Replacement Services | 26675 | 22673.75
WMBRS5-MB-GVM5 | Modular Battery Replacement Service - 5 GVMMBTU for 1 Galaxy VM UPS Battery Cabinet Narrow or Wide |  |  | SP POWER MBRS | Services | Battery Replacement Services | 18020 | 15317
WMBRS5-MB-T9B4 | Modular Battery Replacement Service 5 X SYBT9-B4 |  |  | SP POWER MBRS | Services | Battery Replacement Services | 18685 | 15882.25
WMBRS6-MB9-GVS | Modular Battery Replacement Service - (6) GVSBTH4 9Ah for (1) Galaxy VS UPS or GVS Battery Cabinet |  |  | SP POWER MBRS | Services | Battery Replacement Services | 26495 | 22520.75
WMBRS6-MB9LL-GVS | Modular Battery Replacement Service - (6) GVSBTH4LL 9Ah long life for (1) GVS UPS or Batt. Cabinet |  |  | SP POWER MBRS | Services | Battery Replacement Services | 32260 | 27421
WMBRS6-MB-GVM6 | Modular Battery Replacement Service - 6 GVMMBTU for 1 Galaxy VM UPS Battery Cabinet Narrow or Wide |  |  | SP POWER MBRS | Services | Battery Replacement Services | 20780 | 17663
WMBRS6-MB-T5 | Modular Battery Replacement Service 6 X SYBT5 |  |  | SP POWER MBRS | Services | Battery Replacement Services | 6215 | 5282.75
WMBRS6-MB-T9B4 | Modular Battery Replacement Service 6 X SYBT9-B4 |  |  | SP POWER MBRS | Services | Battery Replacement Services | 22335 | 18984.75
WMBRS7-MB9-GVS | Modular Battery Replacement Service - (7) GVSBTH4 9Ah for (1) Galaxy VS UPS or GVS Battery Cabinet |  |  | SP POWER MBRS | Services | Battery Replacement Services | 30230 | 25695.5
WMBRS7-MB9LL-GVS | Modular Battery Replacement Service - (7) GVSBTH4LL 9Ah long life for (1) GVS UPS or Batt. Cabinet |  |  | SP POWER MBRS | Services | Battery Replacement Services | 37095 | 31530.75
WMBRS7-MB-GVM7 | Modular Battery Replacement Service - 7 GVMMBTU for 1 Galaxy VM UPS Battery Cabinet Narrow or Wide |  |  | SP POWER MBRS | Services | Battery Replacement Services | 23670 | 20119.5
WMBRS7-MB-T9B4 | Modular Battery Replacement Service 7 X SYBT9-B4 |  |  | SP POWER MBRS | Services | Battery Replacement Services | 24430 | 20765.5
WMBRS7-MB-T9B6 | Modular Battery Replacement Service 7 X SYBT9-B6 |  |  | SP POWER MBRS | Services | Battery Replacement Services | 37835 | 32159.75
WMBRS8-MB9-GVS | Modular Battery Replacement Service - (8) GVSBTH4 9Ah for (1) Galaxy VS UPS or GVS Battery Cabinet |  |  | SP POWER MBRS | Services | Battery Replacement Services | 34080 | 28968
WMBRS8-MB9LL-GVS | Modular Battery Replacement Service - (8) GVSBTH4LL 9Ah long life for (1) GVS UPS or Batt. Cabinet |  |  | SP POWER MBRS | Services | Battery Replacement Services | 41925 | 35636.25
WMBRS8-MB-GVM8 | Modular Battery Replacement Service - 8 GVMMBTU for 1 Galaxy VM UPS Battery Cabinet Narrow or Wide |  |  | SP POWER MBRS | Services | Battery Replacement Services | 26565 | 22580.25
WMBRS8-MB-T4 | Modular Battery Replacement Service 8 X SYBT4 |  |  | SP POWER MBRS | Services | Battery Replacement Services | 23755 | 20191.75
WMBRS8-MB-T9B4 | Modular Battery Replacement Service 8 X SYBT9-B4 |  |  | SP POWER MBRS | Services | Battery Replacement Services | 29305 | 24909.25
WMBRS8-MB-T9B6 | Modular Battery Replacement Service 8 X SYBT9-B6 |  |  | SP POWER MBRS | Services | Battery Replacement Services | 43380 | 36873
WMBRS8-MB-TT | Modular Battery Replacement Service 8 X SYBATT |  |  | SP POWER MBRS | Services | Battery Replacement Services | 7090 | 6026.5
WMBRS9-MB9-GVS | Modular Battery Replacement Service - (9) GVSBTH4 9Ah for (1) Galaxy VS UPS or GVS Battery Cabinet |  |  | SP POWER MBRS | Services | Battery Replacement Services | 37930 | 32240.5
WMBRS9-MB9LL-GVS | Modular Battery Replacement Service - (9) GVSBTH4LL 9Ah long life for (1) GVS UPS or Batt. Cabinet |  |  | SP POWER MBRS | Services | Battery Replacement Services | 46755 | 39741.75
WMBRS9-MB-GVM9 | Modular Battery Replacement Service - 9 GVMMBTU for 1 Galaxy VM UPS Battery Cabinet Narrow or Wide |  |  | SP POWER MBRS | Services | Battery Replacement Services | 29455 | 25036.75
WMBRS9-MB-T5 | Modular Battery Replacement Service 9 X SYBT5 |  |  | SP POWER MBRS | Services | Battery Replacement Services | 7995 | 6795.75
WMBRS9-MB-T9B4 | Modular Battery Replacement Service 9 X SYBT9-B4 |  |  | SP POWER MBRS | Services | Battery Replacement Services | 31425 | 26711.25
WMBRS10-MB-GVM10 | Modular Battery Replacement Service - 10 GVMMBTU for 1 Galaxy VM UPS Battery Cabinet Narrow or Wide |  |  | SP POWER MBRS | Services | Battery Replacement Services | 32345 | 27493.25
WMBRS10-MB-T9B6 | Modular Battery Replacement Service 10 X SYBT9-B6 |  |  | SP POWER MBRS | Services | Battery Replacement Services | 52245 | 44408.25
WMBRS11-MB-GVM11 | Modular Battery Replacement Service - 11 GVMMBTU for 1 Galaxy VM UPS Battery Cabinet Narrow or Wide |  |  | SP POWER MBRS | Services | Battery Replacement Services | 34770 | 29554.5
WMBRS12-MB-GVM12 | Modular Battery Replacement Service - 12 GVMMBTU for 1 Galaxy VM UPS Battery Cabinet Narrow or Wide |  |  | SP POWER MBRS | Services | Battery Replacement Services | 37620 | 31977
WMBRS12-MB-T4 | Modular Battery Replacement Service 12 X SYBT4 |  |  | SP POWER MBRS | Services | Battery Replacement Services | 36350 | 30897.5
WMBRS12-MB-T5 | Modular Battery Replacement Service 12 X SYBT5 |  |  | SP POWER MBRS | Services | Battery Replacement Services | 10365 | 8810.25
WMBRS12-MB-T9B4 | Modular Battery Replacement Service 12 X SYBT9-B4 |  |  | SP POWER MBRS | Services | Battery Replacement Services | 43895 | 37310.75
WMBRS12-MB-TT | Modular Battery Replacement Service 12 X SYBATT |  |  | SP POWER MBRS | Services | Battery Replacement Services | 10435 | 8869.75
WMBRS13-MB-T9B6 | Modular Battery Replacement Service 13 X SYBT9-B6 |  |  | SP POWER MBRS | Services | Battery Replacement Services | 70515 | 59937.75
WMBRS15-MB-T9B4 | Modular Battery Replacement Service 15 X SYBT9-B4 |  |  | SP POWER MBRS | Services | Battery Replacement Services | 54855 | 46626.75
WMBRS16-MB-T4 | Modular Battery Replacement Service 16 X SYBT4 |  |  | SP POWER MBRS | Services | Battery Replacement Services | 47715 | 40557.75
WMBRS16-MB-T9B6 | Modular Battery Replacement Service 16 X SYBT9-B6 |  |  | SP POWER MBRS | Services | Battery Replacement Services | 86850 | 73822.5
WMBRS16-MB-TT | Modular Battery Replacement Service 16 X SYBATT |  |  | SP POWER MBRS | Services | Battery Replacement Services | 14250 | 12112.5
WMBRS18-MB-T9B4 | Modular Battery Replacement Service 18 X SYBT9-B4 |  |  | SP POWER MBRS | Services | Battery Replacement Services | 65940 | 56049
WMBRS20-MB-T9B6 | Modular Battery Replacement Service 20 X SYBT9-B6 |  |  | SP POWER MBRS | Services | Battery Replacement Services | 108445 | 92178.25
WMBRS24-MB-T4 | Modular Battery Replacement Service 24 X SYBT4 |  |  | SP POWER MBRS | Services | Battery Replacement Services | 72090 | 61276.5
WMBRS24-MB-T5 | Modular Battery Replacement Service 24 X SYBT5 |  |  | SP POWER MBRS | Services | Battery Replacement Services | 21630 | 18385.5
WMBRS24-MB-T9B6 | Modular Battery Replacement Service 24 X SYBT9-B6 |  |  | SP POWER MBRS | Services | Battery Replacement Services | 130220 | 110687
WMBRS24-MB-TT | Modular Battery Replacement Service 24 X SYBATT |  |  | SP POWER MBRS | Services | Battery Replacement Services | 21070 | 17909.5
WMBRS26-MB-T9B6 | Modular Battery Replacement Service 26 X SYBT9-B6 |  |  | SP POWER MBRS | Services | Battery Replacement Services | 141040 | 119884
WMBRS27-MB-T9B4 | Modular Battery Replacement Service 27 X SYBT9-B4 |  |  | SP POWER MBRS | Services | Battery Replacement Services | 98800 | 83980
WMBRS32-MB-T4 | Modular Battery Replacement Service 32 X SYBT4 |  |  | SP POWER MBRS | Services | Battery Replacement Services | 93920 | 79832
WMBRS32-MB-T5 | Modular Battery Replacement Service 32 X SYBT5 |  |  | SP POWER MBRS | Services | Battery Replacement Services | 27490 | 23366.5
WMBRS32-MB-T9B6 | Modular Battery Replacement Service 32 X SYBT9-B6 |  |  | SP POWER MBRS | Services | Battery Replacement Services | 173310 | 147313.5
WMBRS32-MB-TT | Modular Battery Replacement Service 32 X SYBATT |  |  | SP POWER MBRS | Services | Battery Replacement Services | 28420 | 24157
WMBRS36-MB-T9B4 | Modular Battery Replacement Service 36 X SYBT9-B4 |  |  | SP POWER MBRS | Services | Battery Replacement Services | 131845 | 112068.25
WMBRS48-MB-T9B6 | Modular Battery Replacement Service 48 X SYBT9-B6 |  |  | SP POWER MBRS | Services | Battery Replacement Services | 260090 | 221076.5
WMBSYB-MB-T4 | Modular Battery and Recycling Service 1 X SYBT4 |  |  | SP POWER MBRS | Services | Battery Replacement Services | 2785 | 2367.25
WMBSYB-MB-T5 | Modular Battery and Recycling Service 3 X SYBT5 |  |  | SP POWER MBRS | Services | Battery Replacement Services | 2310 | 1963.5
WMBSYB-MB-T9B4 | Modular Battery and Recycling Service 1 X SYBT9-B4 |  |  | SP POWER MBRS | Services | Battery Replacement Services | 3505 | 2979.25
WMBSYB-MB-T9B6 | Modular Battery and Recycling Service 1 X SYBT9-B6 |  |  | SP POWER MBRS | Services | Battery Replacement Services | 5015 | 4262.75
WMBSYB-MB-TT | Modular Battery and Recycling Service 4 X SYBATT |  |  | SP POWER MBRS | Services | Battery Replacement Services | 3125 | 2656.25
WMPMV5X8-AX-20 | Monthly Preventative Maintenance 5X8 for NetworkAIR CW <11 kW |  |  | SP COOL CLSSC CONTRACT | Services | On-demand Services | 11080 | 9418
WMPMV5X8-AX-28 | Monthly Preventative Maintenance 5X8 for (1) In Row ACRD101 series |  |  | SP COOL CLSSC CONTRACT | Services | On-demand Services | 17045 | 14488.25
WMPMV5X8-AX-31 | Monthly Preventative Maintenance 5X8 for NetworkAIR CM A/W/G/PC with OHE |  |  | SP COOL CLSSC CONTRACT | Services | On-demand Services | 16385 | 13927.25
WMPMV7X24-AX-28 | Monthly Preventative Maintenance 7X24 for (1) In Row ACRD101 series |  |  | SP COOL CLSSC CONTRACT | Services | On-demand Services | 23865 | 20285.25
WMS1MHW-BASIC | 1 Month Extended Hardware Warranty for StruxureWare Data Center Expert Basic |  |  | SW SUPPORT CONTRACT - MONITORING & MGT | Services | Extended Warranties - Critical Power & Cooling | 33 | 28.05
WMS1YRHW-BASIC | 1 Year Extended Hardware Warranty for StruxureWare Data Center Expert Basic |  |  | SW SUPPORT CONTRACT - MONITORING & MGT | Services | Extended Warranties - Critical Power & Cooling | 424 | 360.4
WMS1YRHW-ENT | 1 Year Extended Hardware Warranty for StruxureWare Data Center Expert Enterprise |  |  | SW SUPPORT CONTRACT - MONITORING & MGT | Services | Extended Warranties - Critical Power & Cooling | 1275 | 1083.75
WMS1YRHW-STD | 1 Year Extended Hardware Warranty for StruxureWare Data Center Expert Standard |  |  | SW SUPPORT CONTRACT - MONITORING & MGT | Services | Extended Warranties - Critical Power & Cooling | 705 | 599.25
WOE1YR-AX-14 | 1 Year On-Site Warranty Extension for (1) InfraStruXure InRow SC |  |  | SP COOL CLSSC CONTRACT | Services | Advantage Service Plan for Cooling | 2215 | 1882.75
WOE1YR-AX-15 | 1 Year On-Site Warranty Extension for (1) In Row ACRD Half Rack 10KW |  |  | SP COOL CLSSC CONTRACT | Services | Advantage Service Plan for Cooling | 4595 | 3905.75
WOE1YR-AX-22 | 1 Year On-Site Warranty Extension for (1) InfraStruXure InRow RP Chilled Water |  |  | SP COOL CLSSC CONTRACT | Services | Advantage Service Plan for Cooling | 5505 | 4679.25
WOE1YR-AX-25 | 1 Year On-Site Warranty Extension for (1) InfraStruXure InRoom Chilled Water 28-87kw |  |  | SP COOL CLSSC CONTRACT | Services | Advantage Service Plan for Cooling | 5515 | 4687.75
WOE1YR-AX-26 | 1 Year On-Site Warranty Extension for (1) InfraStruXure InRow RC Chilled Water |  |  | SP COOL CLSSC CONTRACT | Services | Advantage Service Plan for Cooling | 3255 | 2766.75
WOE1YR-AX-27 | 1 Year On-Site Warranty Extension for (1) InRoom Chilled Water 87kw |  |  | SP COOL CLSSC CONTRACT | Services | Advantage Service Plan for Cooling | 6090 | 5176.5
WOE1YR-AX-28 | 1 Year On-Site Warranty Extension for (1) In Row ACRD101 series |  |  | SP COOL CLSSC CONTRACT | Services | Advantage Service Plan for Cooling | 4995 | 4245.75
WOE1YR-AX-34 | 1 Year On-Site Warranty Extension for (1) In Row ACRD 300 and 301 Series |  |  | SP COOL CLSSC CONTRACT | Services | Advantage Service Plan for Cooling | 7155 | 6081.75
WOE1YR-AX-36 | 1 Year On-Site Warranty Extension for (1) In Row ACRH 301 series |  |  | SP COOL CLSSC CONTRACT | Services | Advantage Service Plan for Cooling | 7540 | 6409
WOE1YR-AX-41 | 1 Year On-Site Warranty Extension for (1) InfraStruXure InRow 600mm DX Air Cooled |  |  | SP COOL CLSSC CONTRACT | Services | Advantage Service Plan for Cooling | 6405 | 5444.25
WOE1YR-E7-50 | (1) Year On-Site Warranty Extension for (1) EPS 7000 300 to 500 kVA UPS |  |  | 3PH&BATT CLASSC CONTR | Services | Advantage Service Plan for 3-Phase UPS | 12200 | 10370
WOE1YR-EZU-15 | 1 Year On-Site Warranty Ext for (1) Easy UPS 3S UL 10-15kVA UPS |  |  | 3PH&BATT CLASSC CONTR | Services | Advantage Service Plan for 3-Phase UPS | 5530 | 4700.5
WOE1YR-EZU-20 | 1 Year On-Site Warranty Ext for (1) Easy UPS 3S UL 20kVA UPS |  |  | 3PH&BATT CLASSC CONTR | Services | Advantage Service Plan for 3-Phase UPS | 5630 | 4785.5
WOE1YR-EZU-30 | 1 Year On-Site Warranty Ext for (1) Easy UPS 3S UL 30kVA UPS |  |  | 3PH&BATT CLASSC CONTR | Services | Advantage Service Plan for 3-Phase UPS | 6085 | 5172.25
WOE1YR-EZU-40 | 1 Year On-Site Warranty Ext for (1) Easy UPS 3S UL 40kVA UPS |  |  | 3PH&BATT CLASSC CONTR | Services | Advantage Service Plan for 3-Phase UPS | 6400 | 5440
WOE1YR-G3-21 | 1 Year On-Site Warranty Extension for (1) Galaxy 3500 or SUVT 10-15 kVA UPS |  |  | 3PH&BATT CLASSC CONTR | Services | Advantage Service Plan for 3-Phase UPS | 2915 | 2477.75
WOE1YR-G3-22 | 1 Year On-Site Warranty Extension for (1) Galaxy 3500 or SUVT 20 kVA UPS |  |  | 3PH&BATT CLASSC CONTR | Services | Advantage Service Plan for 3-Phase UPS | 3810 | 3238.5
WOE1YR-G3-23 | 1 Year On-Site Warranty Extension for (1) Galaxy 3500 or SUVT 30 kVA UPS |  |  | 3PH&BATT CLASSC CONTR | Services | Advantage Service Plan for 3-Phase UPS | 4335 | 3684.75
WOE1YR-G3-24 | 1 Year On-Site Warranty Extension for (1) Galaxy 3500 or SUVT 40 kVA UPS |  |  | 3PH&BATT CLASSC CONTR | Services | Advantage Service Plan for 3-Phase UPS | 4415 | 3752.75
WOE1YR-G3-28 | 1 Year On-Site Warranty Extension for (1) Galaxy 3500 or SUVT 80 kVA UPS |  |  | 3PH&BATT CLASSC CONTR | Services | Advantage Service Plan for 3-Phase UPS | 5115 | 4347.75
WOE1YR-G4-50 | (1) Year On-Site Warranty Extension for Galaxy 4000 40 to 50kVA UPS |  |  | 3PH&BATT CLASSC CONTR | Services | Advantage Service Plan for 3-Phase UPS | 4510 | 3833.5
WOE1YR-G4-75 | (1) Year On-Site Warranty Extension for Galaxy 4000 65 to 75kVA UPS |  |  | 3PH&BATT CLASSC CONTR | Services | Advantage Service Plan for 3-Phase UPS | 4885 | 4152.25
WOE1YR-G5-13 | (1) Year On-Site Warranty Extension for Galaxy 5000/5500 100-130kVA |  |  | 3PH&BATT CLASSC CONTR | Services | Advantage Service Plan for 3-Phase UPS | 6085 | 5172.25
WOE1YR-G5-81 | (1) Year On-Site Warranty Extension for Galaxy 5000/5500 41 - 80kVA |  |  | 3PH&BATT CLASSC CONTR | Services | Advantage Service Plan for 3-Phase UPS | 5605 | 4764.25
WOE1YR-GT-100 | (1) Year On-Site Warranty Extension for (1) PXC 100 kVA UPS |  |  | 3PH&BATT CLASSC CONTR | Services | Advantage Service Plan for 3-Phase UPS | 7880 | 6698
WOE1YR-LB-E1 | (1) Yr On-Site Warranty Ext for 1 rack Type E Li-Ion Battery solution |  |  | 3PH&BATT CLASSC CONTR | Services | Advantage Service Plan for 3-Phase UPS | 3295 | 2800.75
WOE1YR-LB-E2 | (1) Yr On-Site Warranty Ext for 2 rack Type E Li-Ion Battery solution |  |  | 3PH&BATT CLASSC CONTR | Services | Advantage Service Plan for 3-Phase UPS | 6385 | 5427.25
WOE1YR-LB-E3 | (1) Yr On-Site Warranty Ext for 3 rack Type E Li-Ion Battery solution |  |  | 3PH&BATT CLASSC CONTR | Services | Advantage Service Plan for 3-Phase UPS | 8780 | 7463
WOE1YR-LB-E4 | (1) Yr On-Site Warranty Ext for 4 rack Type E Li-Ion Battery solution |  |  | 3PH&BATT CLASSC CONTR | Services | Advantage Service Plan for 3-Phase UPS | 11160 | 9486
WOE1YR-LB-E5 | (1) Yr On-Site Warranty Ext for 5 rack Type E Li-Ion Battery solution |  |  | 3PH&BATT CLASSC CONTR | Services | Advantage Service Plan for 3-Phase UPS | 13545 | 11513.25
WOE1YR-LB-E6 | (1) Yr On-Site Warranty Ext for 6 rack Type E Li-Ion Battery solution |  |  | 3PH&BATT CLASSC CONTR | Services | Advantage Service Plan for 3-Phase UPS | 15935 | 13544.75
WOE1YR-LB-E7 | (1) Yr On-Site Warranty Ext for 7 rack Type E Li-Ion Battery solution |  |  | 3PH&BATT CLASSC CONTR | Services | Advantage Service Plan for 3-Phase UPS | 18315 | 15567.75
WOE1YR-LB-E8 | (1) Yr On-Site Warranty Ext for 8 rack Type E Li-Ion Battery solution |  |  | 3PH&BATT CLASSC CONTR | Services | Advantage Service Plan for 3-Phase UPS | 20705 | 17599.25
WOE1YR-LB-G1 | (1) Yr On-Site Warranty Ext for 1 rack Type G Li-Ion Battery solution |  |  | 3PH&BATT CLASSC CONTR | Services | Advantage Service Plan for 3-Phase UPS | 3380 | 2873
WOE1YR-LB-G2 | (1) Yr On-Site Warranty Ext for 2 rack Type G Li-Ion Battery solution |  |  | 3PH&BATT CLASSC CONTR | Services | Advantage Service Plan for 3-Phase UPS | 6560 | 5576
WOE1YR-LB-G3 | (1) Yr On-Site Warranty Ext for 3 rack Type G Li-Ion Battery solution |  |  | 3PH&BATT CLASSC CONTR | Services | Advantage Service Plan for 3-Phase UPS | 9035 | 7679.75
WOE1YR-LB-G4 | (1) Yr On-Site Warranty Ext for 4 rack Type G Li-Ion Battery solution |  |  | 3PH&BATT CLASSC CONTR | Services | Advantage Service Plan for 3-Phase UPS | 11510 | 9783.5
WOE1YR-LB-G5 | (1) Yr On-Site Warranty Ext for 5 rack Type G Li-Ion Battery solution |  |  | 3PH&BATT CLASSC CONTR | Services | Advantage Service Plan for 3-Phase UPS | 13980 | 11883
WOE1YR-LB-G6 | (1) Yr On-Site Warranty Ext for 6 rack Type G Li-Ion Battery solution |  |  | 3PH&BATT CLASSC CONTR | Services | Advantage Service Plan for 3-Phase UPS | 16455 | 13986.75
WOE1YR-LB-G7 | (1) Yr On-Site Warranty Ext for 7 rack Type G Li-Ion Battery solution |  |  | 3PH&BATT CLASSC CONTR | Services | Advantage Service Plan for 3-Phase UPS | 18930 | 16090.5
WOE1YR-LB-G8 | (1) Yr On-Site Warranty Ext for 8 rack Type G Li-Ion Battery solution |  |  | 3PH&BATT CLASSC CONTR | Services | Advantage Service Plan for 3-Phase UPS | 21405 | 18194.25
WOE1YR-LB-O2 | (1) Yr On-Site Warranty Ext for 2 rack Type O Li-Ion Battery solution |  |  | 3PH&BATT CLASSC CONTR | Services | Advantage Service Plan for 3-Phase UPS | 5415 | 4602.75
WOE1YR-LB-O4 | (1) Yr On-Site Warranty Ext for 4 rack Type O Li-Ion Battery solution |  |  | 3PH&BATT CLASSC CONTR | Services | Advantage Service Plan for 3-Phase UPS | 9205 | 7824.25
WOE1YR-LB-O6 | (1) Yr On-Site Warranty Ext for 6 rack Type O Li-Ion Battery solution |  |  | 3PH&BATT CLASSC CONTR | Services | Advantage Service Plan for 3-Phase UPS | 13000 | 11050
WOE1YR-LB-O8 | (1) Yr On-Site Warranty Ext for 8 rack Type O Li-Ion Battery solution |  |  | 3PH&BATT CLASSC CONTR | Services | Advantage Service Plan for 3-Phase UPS | 16800 | 14280
WOE1YR-LB-O10 | (1) Yr On-Site Warranty Ext for 10 rack Type O Li-Ion Battery solution |  |  | 3PH&BATT CLASSC CONTR | Services | Advantage Service Plan for 3-Phase UPS | 20600 | 17510
WOE1YR-LB-O12 | (1) Yr On-Site Warranty Ext for 12 rack Type O Li-Ion Battery solution |  |  | 3PH&BATT CLASSC CONTR | Services | Advantage Service Plan for 3-Phase UPS | 25695 | 21840.75
WOE1YR-LB-O14 | (1) Yr On-Site Warranty Ext for 14 rack Type O Li-Ion Battery solution |  |  | 3PH&BATT CLASSC CONTR | Services | Advantage Service Plan for 3-Phase UPS | 29495 | 25070.75
WOE1YR-LB-O16 | (1) Yr On-Site Warranty Ext for 16 rack Type O Li-Ion Battery solution |  |  | 3PH&BATT CLASSC CONTR | Services | Advantage Service Plan for 3-Phase UPS | 33290 | 28296.5
WOE1YR-LB-S4 | (1) Yr On-Site Warranty Ext for 4 rack Type S Li-Ion Battery solution |  |  | 3PH&BATT CLASSC CONTR | Services | Advantage Service Plan for 3-Phase UPS | 10140 | 8619
WOE1YR-LB-S6 | (1) Yr On-Site Warranty Ext for 6 rack Type S Li-Ion Battery solution |  |  | 3PH&BATT CLASSC CONTR | Services | Advantage Service Plan for 3-Phase UPS | 14400 | 12240
WOE1YR-LB-S8 | (1) Yr On-Site Warranty Ext for 8 rack Type S Li-Ion Battery solution |  |  | 3PH&BATT CLASSC CONTR | Services | Advantage Service Plan for 3-Phase UPS | 18670 | 15869.5
WOE1YR-LB-S10 | (1) Yr On-Site Warranty Ext for 10 rack Type S Li-Ion Battery solution |  |  | 3PH&BATT CLASSC CONTR | Services | Advantage Service Plan for 3-Phase UPS | 22935 | 19494.75
WOE1YR-LB-S12 | (1) Yr On-Site Warranty Ext for 12 rack Type S Li-Ion Battery solution |  |  | 3PH&BATT CLASSC CONTR | Services | Advantage Service Plan for 3-Phase UPS | 28500 | 24225
WOE1YR-LB-S14 | (1) Yr On-Site Warranty Ext for 14 rack Type S Li-Ion Battery solution |  |  | 3PH&BATT CLASSC CONTR | Services | Advantage Service Plan for 3-Phase UPS | 32770 | 27854.5
WOE1YR-LB-S16 | (1) Yr On-Site Warranty Ext for 16 rack Type S Li-Ion Battery solution |  |  | 3PH&BATT CLASSC CONTR | Services | Advantage Service Plan for 3-Phase UPS | 37030 | 31475.5
WOE1YR-NX-81 | 1 Yr NBD Response On-Site Warranty Extension for (1) SY 100 to 250 kVA UPS, (2) XR Frames and PDU |  |  | 3PH&BATT CLASSC CONTR | Services | Advantage Service Plan for 3-Phase UPS | 13950 | 11857.5
WOE1YR-NX-82 | 1 Yr NBD Response On-Site Warranty Extension for (1) SY 200 kVA UPS, (2) XR Frames and PDU |  |  | 3PH&BATT CLASSC CONTR | Services | Advantage Service Plan for 3-Phase UPS | 16220 | 13787
WOE1YR-NX-83 | 1 Year On-Site Warranty Extension for (1) External Battery Frame for Symmetra 250/500kW |  |  | 3PH&BATT CLASSC CONTR | Services | Advantage Service Plan for 3-Phase UPS | 1995 | 1695.75
WOE1YR-NX-84 | 1 Yr NBD Response On-Site Warranty Extension for (1) SY 250 kVA UPS, (2) XR Frames and PDU |  |  | 3PH&BATT CLASSC CONTR | Services | Advantage Service Plan for 3-Phase UPS | 19235 | 16349.75
WOE1YR-NX-85 | 1 Yr NBD Response On-Site Warranty Extension for (1) SY 300 kVA UPS, (4) XR Frames and PDU |  |  | 3PH&BATT CLASSC CONTR | Services | Advantage Service Plan for 3-Phase UPS | 23040 | 19584
WOE1YR-NX-86 | 1 Yr NBD Response On-Site Warranty Extension for (1) SY 400 kVA UPS, (4) XR Frames and PDU |  |  | 3PH&BATT CLASSC CONTR | Services | Advantage Service Plan for 3-Phase UPS | 24290 | 20646.5
WOE1YR-NX-87 | 1 Yr NBD Response On-Site Warranty Extension for (1) SY 500kVA UPS, (4) XR Frames and PDU |  |  | 3PH&BATT CLASSC CONTR | Services | Advantage Service Plan for 3-Phase UPS | 26775 | 22758.75
WOE1YR-PD-20 | 1 Year Onsite Warranty Extension for (1) 5U Rack Distribution Panel |  |  | 3PH&BATT CLASSC CONTR | Services | Advantage Service Plan for 3-Phase UPS | 1190 | 1011.5
WOE1YR-PD-30 | 1 Year Onsite Warranty Extension for (1) 1/2 Rack Remote Power Panel |  |  | 3PH&BATT CLASSC CONTR | Services | Advantage Service Plan for 3-Phase UPS | 2275 | 1933.75
WOE1YR-PD-50 | (1) Year On-Site Warranty Extension for (1) InfraStruxure 60 kVA or 150 kVA PDU |  |  | 3PH&BATT CLASSC CONTR | Services | Advantage Service Plan for 3-Phase UPS | 2605 | 2214.25
WOE1YR-PM-30 | (1) Year On-Site Warranty Extension for (1) PMM 30 to 300 Amp |  |  | 3PH&BATT CLASSC CONTR | Services | Advantage Service Plan for 3-Phase UPS | 1765 | 1500.25
WOE1YR-PM-40 | (1) Year On-Site Warranty Extension for (1) PMM 400 or 500 |  |  | 3PH&BATT CLASSC CONTR | Services | Advantage Service Plan for 3-Phase UPS | 2380 | 2023
WOE1YR-PX-21 | (1) Year On-Site Warranty Extension for (1) Symmetra PX UPS 10kVA 40 and/or PDU |  |  | 3PH&BATT CLASSC CONTR | Services | Advantage Service Plan for 3-Phase UPS | 4550 | 3867.5
WOE1YR-PX-22 | (1) Year On-Site Warranty Extension for (1) Symmetra PX UPS 20kVA 40 and/or PDU |  |  | 3PH&BATT CLASSC CONTR | Services | Advantage Service Plan for 3-Phase UPS | 4835 | 4109.75
WOE1YR-PX-23 | (1) Year On-Site Warranty Extension for (1) Symmetra PX UPS 30kVA 40 and/or PDU |  |  | 3PH&BATT CLASSC CONTR | Services | Advantage Service Plan for 3-Phase UPS | 5105 | 4339.25
WOE1YR-PX-24 | (1) Year On-Site Warranty Extension for (1) Symmetra PX UPS 40kVA 40 and/or PDU |  |  | 3PH&BATT CLASSC CONTR | Services | Advantage Service Plan for 3-Phase UPS | 5440 | 4624
WOE1YR-PX-72 | 1 Year Onsite Warranty Extension for Symmetra PX 64kW with PDU/XR |  |  | 3PH&BATT CLASSC CONTR | Services | Advantage Service Plan for 3-Phase UPS | 15460 | 13141
WOE1YR-UF-21 | 1 Year On Site Warranty Ext. forCW LE Model 0600 thru 1400 |  |  | SP COOL CLSSC CONTRACT | Services | Advantage Service Plan for Cooling | 5700 | 4845
WOE1YR-UF-22 | 1 Year On Site Warranty Ext. for CW LE Model 1700 thru 2900 |  |  | SP COOL CLSSC CONTRACT | Services | Advantage Service Plan for Cooling | 5845 | 4968.25
WOE1YR-UF-23 | 1 Year On Site Warranty Ext. for1 CW LE Model 3400 thru 4600 |  |  | SP COOL CLSSC CONTRACT | Services | Advantage Service Plan for Cooling | 6000 | 5100
WOE1YR-UF-24 | 1 Year On Site Warranty Ext. for 1 CW LE Model 4800 thru 5300 |  |  | SP COOL CLSSC CONTRACT | Services | Advantage Service Plan for Cooling | 6405 | 5444.25
WOE1YR-UF-28 | 1 Year On Site Warranty Ext. for FWCV36L1 or FWCV40L1 |  |  | SP COOL CLSSC CONTRACT | Services | Advantage Service Plan for Cooling | 12600 | 10710
WOE1YR-UF-28A | 1 Year On Site Warranty Ext. for FWCV36L2 or FWCV40L2 |  |  | SP COOL CLSSC CONTRACT | Services | Advantage Service Plan for Cooling | 14980 | 12733
WOE1YR-UF-31 | 1 Year On Site Warranty Ext. for1 DX LE Model 0511 thru 0611 |  |  | SP COOL CLSSC CONTRACT | Services | Advantage Service Plan for Cooling | 4695 | 3990.75
WOE1YR-UF-32 | 1 Year On Site Warranty Ext. for1 DX LE Model 0721 thru 0921 |  |  | SP COOL CLSSC CONTRACT | Services | Advantage Service Plan for Cooling | 5280 | 4488
WOE1YR-UF-33 | 1 Year On Site Warranty Ext. for1 DX LE Model 1422 thru 1822 |  |  | SP COOL CLSSC CONTRACT | Services | Advantage Service Plan for Cooling | 5480 | 4658
WOE1YR-UF-34 | 1 Year On Site Warranty Ext. for1 DX LE Max Model 2222 thru 3342 |  |  | SP COOL CLSSC CONTRACT | Services | Advantage Service Plan for Cooling | 6075 | 5163.75
WOE1YR-UF-45 | 1 Year On Site Warranty Ext. for 1 DX Unisplit Ceiling or Wall Mount Unit - Model 0341 |  |  | SP COOL CLSSC CONTRACT | Services | Advantage Service Plan for Cooling | 5455 | 4636.75
WOE1YR-UF-47 | 1 Year On Site Warranty Ext. for 1 DX Unisplit Ceiling or Wall Mount Unit - Model 0481 |  |  | SP COOL CLSSC CONTRACT | Services | Advantage Service Plan for Cooling | 5885 | 5002.25
WOE1YR-UF-75B | 1 Yr On Site Warr Ext for 1 Chiller w-freecooling Model BCEF 0752A - 0903A |  |  | SP COOL CLSSC CONTRACT | Services | Advantage Service Plan for Cooling | 28150 | 23927.5
WOE1YR-UF-75C | 1 Yr On Site Warr Ext for 1 Chiller w-freecooling Model BCEF 1103A |  |  | SP COOL CLSSC CONTRACT | Services | Advantage Service Plan for Cooling | 37440 | 31824
WOE1YR-VM-18 | 1 Yr On-Site Warranty Ext for (1) Galaxy VM 160 to 181kVA UPS, Single or Parallel Configuration |  |  | 3PH&BATT CLASSC CONTR | Services | Advantage Service Plan for 3-Phase UPS | 7290 | 6196.5
WOE1YR-VM-24 | 1 Yr On-Site Warranty Ext for (1) Galaxy VM Narrow Modular Batt Frame with up to 24 Batteries |  |  | 3PH&BATT CLASSC CONTR | Services | Advantage Service Plan for 3-Phase UPS | 1400 | 1190
WOE1YR-VM-25 | 1 Yr On-Site Warranty Ext for (1) Galaxy VM 200 to 226kVA UPS, Single or Parallel Configuration |  |  | 3PH&BATT CLASSC CONTR | Services | Advantage Service Plan for 3-Phase UPS | 7520 | 6392
WOE1YR-VM-48 | 1 Yr On-Site Warranty Ext for (1) Galaxy VM Wide Modular Batt Frame with up to 48 batteries |  |  | 3PH&BATT CLASSC CONTR | Services | Advantage Service Plan for 3-Phase UPS | 1995 | 1695.75
WOE1YR-VS1-A15 | 1 Year On-Site Warranty Ext for (1) Galaxy VS 10 to 15kW 208V UPS |  |  | 3PH&BATT CLASSC CONTR | Services | Advantage Service Plan for 3-Phase UPS | 4000 | 3400
WOE1YR-VS1-A25 | 1 Year On-Site Warranty Ext for (1) Galaxy VS 20 to 25kW UPS |  |  | 3PH&BATT CLASSC CONTR | Services | Advantage Service Plan for 3-Phase UPS | 4065 | 3455.25
WOE1YR-VS1-A30 | 1 Year On-Site Warranty Ext for (1) Galaxy VS 30kW UPS |  |  | 3PH&BATT CLASSC CONTR | Services | Advantage Service Plan for 3-Phase UPS | 4135 | 3514.75
WOE1YR-VS1-A40 | 1 Year On-Site Warranty Ext for (1) Galaxy VS 40kW UPS |  |  | 3PH&BATT CLASSC CONTR | Services | Advantage Service Plan for 3-Phase UPS | 4210 | 3578.5
WOE1YR-VS1-A50 | 1 Year On-Site Warranty Ext for (1) Galaxy VS 50kW 400 or 480V UPS |  |  | 3PH&BATT CLASSC CONTR | Services | Advantage Service Plan for 3-Phase UPS | 4250 | 3612.5
WOE1YR-VS2-A40 | 1 Year On-Site Warranty Ext for (1) Galaxy VS 10 to 15k WUPS |  |  | 3PH&BATT CLASSC CONTR | Services | Advantage Service Plan for 3-Phase UPS | 4485 | 3812.25
WOE1YR-VS2-A41 | 1 Year On-Site Warranty Ext for (1) Galaxy VS 20 to 25kW UPS |  |  | 3PH&BATT CLASSC CONTR | Services | Advantage Service Plan for 3-Phase UPS | 4580 | 3893
WOE1YR-VS2-A50 | 1 Year On-Site Warranty Ext for (1) Galaxy VS 30 to 50kW 208V UPS |  |  | 3PH&BATT CLASSC CONTR | Services | Advantage Service Plan for 3-Phase UPS | 4465 | 3795.25
WOE1YR-VS2-A60 | 1 Year On-Site Warranty Ext for (1) Galaxy VS 60kW UPS |  |  | 3PH&BATT CLASSC CONTR | Services | Advantage Service Plan for 3-Phase UPS | 4575 | 3888.75
WOE1YR-VS2-A100 | 1 Year On-Site Warranty Ext for (1) Galaxy VS 80 to 100kW UPS |  |  | 3PH&BATT CLASSC CONTR | Services | Advantage Service Plan for 3-Phase UPS | 4640 | 3944
WOE1YR-VS3-A150 | 1 Year On-Site Warranty Ext for (1) Galaxy VS 100 to 150kVA UPS |  |  | 3PH&BATT CLASSC CONTR | Services | Advantage Service Plan for 3-Phase UPS | 5745 | 4883.25
WOE1YR-VX-50 | 1 Year On-Site Warranty Ext for (1) Galaxy VX 500 Scalable to 750kVA UPS |  |  | 3PH&BATT CLASSC CONTR | Services | Advantage Service Plan for 3-Phase UPS | 10745 | 9133.25
WOE1YR-VX-51 | 1 Year On-Site Warranty Ext for (1) Galaxy VX 500kVA UPS |  |  | 3PH&BATT CLASSC CONTR | Services | Advantage Service Plan for 3-Phase UPS | 10595 | 9005.75
WOE1YR-VX-52 | 1 Year On-Site Warranty Ext for (1) Galaxy VX 500kVA N+1 Redundant UPS |  |  | 3PH&BATT CLASSC CONTR | Services | Advantage Service Plan for 3-Phase UPS | 15060 | 12801
WOE1YR-VX-53 | 1 Year On-Site Warranty Ext for (1) Galaxy VX 500 Scalable to 1000kVA UPS |  |  | 3PH&BATT CLASSC CONTR | Services | Advantage Service Plan for 3-Phase UPS | 10860 | 9231
WOE1YR-VX-54 | 1 Year On-Site Warranty Ext for (1) Galaxy VX 500 Scalable to 1250kVA UPS |  |  | 3PH&BATT CLASSC CONTR | Services | Advantage Service Plan for 3-Phase UPS | 10860 | 9231
WOE1YR-VX-55 | 1 Year On-Site Warranty Ext for (1) Galaxy VX 500 Scalable to 1500kVA UPS |  |  | 3PH&BATT CLASSC CONTR | Services | Advantage Service Plan for 3-Phase UPS | 10860 | 9231
WOE1YR-VX-62 | 1 Year On-Site Warranty Ext for (1) Galaxy VX 625kVA UPS |  |  | 3PH&BATT CLASSC CONTR | Services | Advantage Service Plan for 3-Phase UPS | 11960 | 10166
WOE1YR-VX-63 | 1 Year On-Site Warranty Ext for (1) Galaxy VX 625kVA N+1 Redundant UPS |  |  | 3PH&BATT CLASSC CONTR | Services | Advantage Service Plan for 3-Phase UPS | 14980 | 12733
WOE1YR-VX-64 | 1 Year On-Site Warranty Ext for (1) Galaxy VX 625 Scalable to 1000kVA UPS |  |  | 3PH&BATT CLASSC CONTR | Services | Advantage Service Plan for 3-Phase UPS | 12415 | 10552.75
WOE1YR-VX-75 | 1 Year On-Site Warranty Ext for (1) Galaxy VX 750kVA UPS |  |  | 3PH&BATT CLASSC CONTR | Services | Advantage Service Plan for 3-Phase UPS | 15010 | 12758.5
WOE1YR-VX-76 | 1 Year On-Site Warranty Ext for (1) Galaxy VX 750kVA N+1 Redundant UPS |  |  | 3PH&BATT CLASSC CONTR | Services | Advantage Service Plan for 3-Phase UPS | 16300 | 13855
WOE1YR-VX-77 | 1 Year On-Site Warranty Ext for (1) Galaxy VX 750 Scalable to 1000kVA UPS |  |  | 3PH&BATT CLASSC CONTR | Services | Advantage Service Plan for 3-Phase UPS | 15220 | 12937
WOE1YR-VX-78 | 1 Year On-Site Warranty Ext for (1) Galaxy VX 750 Scalable to 1250kVA UPS |  |  | 3PH&BATT CLASSC CONTR | Services | Advantage Service Plan for 3-Phase UPS | 15220 | 12937
WOE1YR-VX-79 | 1 Year On-Site Warranty Ext for (1) Galaxy VX 750 Scalable to 1500kVA UPS |  |  | 3PH&BATT CLASSC CONTR | Services | Advantage Service Plan for 3-Phase UPS | 15220 | 12937
WOE1YR-VX-100 | 1 Yr On-Site Warranty Ext for (1) Galaxy VX 1000kVA UPS |  |  | 3PH&BATT CLASSC CONTR | Services | Advantage Service Plan for 3-Phase UPS | 17395 | 14785.75
WOE1YR-VX-101 | 1 Year On-Site Warranty Ext for (1) Galaxy VX 1000kVA N+1 Redundant UPS |  |  | 3PH&BATT CLASSC CONTR | Services | Advantage Service Plan for 3-Phase UPS | 19765 | 16800.25
WOE1YR-VX-102 | 1 Year On-Site Warranty Ext for (1) Galaxy VX 1000 Scalable to 1250kVA UPS |  |  | 3PH&BATT CLASSC CONTR | Services | Advantage Service Plan for 3-Phase UPS | 19200 | 16320
WOE1YR-VX-103 | 1 Year On-Site Warranty Ext for (1) Galaxy VX 1000 Scalable to 1500kVA UPS |  |  | 3PH&BATT CLASSC CONTR | Services | Advantage Service Plan for 3-Phase UPS | 20240 | 17204
WOE1YR-VX-120 | 1 Yr On-Site Warranty Ext for (1) Galaxy VX 1250kVA UPS |  |  | 3PH&BATT CLASSC CONTR | Services | Advantage Service Plan for 3-Phase UPS | 20310 | 17263.5
WOE1YR-VX-121 | 1 Year On-Site Warranty Ext for (1) Galaxy VX 1250kVA N+1 Redundant UPS |  |  | 3PH&BATT CLASSC CONTR | Services | Advantage Service Plan for 3-Phase UPS | 18630 | 15835.5
WOE1YR-VX-122 | 1 Year On-Site Warranty Ext for (1) Galaxy VX 1250 Scalable to 1500kVA UPS |  |  | 3PH&BATT CLASSC CONTR | Services | Advantage Service Plan for 3-Phase UPS | 21535 | 18304.75
WOE1YR-VX-150 | 1 Yr On-Site Warranty Ext for (1) Galaxy VX 1500kVA UPS |  |  | 3PH&BATT CLASSC CONTR | Services | Advantage Service Plan for 3-Phase UPS | 23085 | 19622.25
WOE1YR-VX-151 | 1 Year On-Site Warranty Ext for (1) Galaxy VX 1500kVA N+1 Redundant UPS |  |  | 3PH&BATT CLASSC CONTR | Services | Advantage Service Plan for 3-Phase UPS | 24870 | 21139.5
WOE2YR-AE-25 | (2) Year On-Site Warranty Extension Service for (1) IAEC25 250Kw Cooling Unit |  |  | SP COOL CLSSC CONTRACT | Services | Advantage Service Plan for 3-Phase UPS | 34930 | 29690.5
WOE2YR-AE-50 | (2) Year On-Site Warranty Extension Service for (1) IAEC50 500Kw Cooling Unit |  |  | SP COOL CLSSC CONTRACT | Services | Advantage Service Plan for 3-Phase UPS | 64450 | 54782.5
WOE2YR-AX-14 | 2 Year On-Site Warranty Extension for (1) InfraStruXure InRow SC |  |  | SP COOL CLSSC CONTRACT | Services | Advantage Service Plan for Cooling | 4425 | 3761.25
WOE2YR-AX-15 | 2 Year On-Site Warranty Extension for (1) In Row ACRD Half Rack 10KW |  |  | SP COOL CLSSC CONTRACT | Services | Advantage Service Plan for Cooling | 9185 | 7807.25
WOE2YR-AX-22 | 2 Year On-Site Warranty Extension for (1) InfraStruXure InRow RP Chilled Water |  |  | SP COOL CLSSC CONTRACT | Services | Advantage Service Plan for Cooling | 11005 | 9354.25
WOE2YR-AX-25 | 2 Year On-Site Warranty Extension for (1) InfraStruXure InRoom Chilled Water 28-87kw |  |  | SP COOL CLSSC CONTRACT | Services | Advantage Service Plan for Cooling | 11020 | 9367
WOE2YR-AX-26 | 2 Year On-Site Warranty Extension for (1) InfraStruXure InRow RC Chilled Water |  |  | SP COOL CLSSC CONTRACT | Services | Advantage Service Plan for Cooling | 6505 | 5529.25
WOE2YR-AX-27 | 2 Year On-Site Warranty Extension for (1) InRoom Chilled Water 87kw |  |  | SP COOL CLSSC CONTRACT | Services | Advantage Service Plan for Cooling | 12185 | 10357.25
WOE2YR-AX-28 | 2 Year On-Site Warranty Extension for (1) In Row ACRD101 series |  |  | SP COOL CLSSC CONTRACT | Services | Advantage Service Plan for Cooling | 9725 | 8266.25
WOE2YR-AX-34 | 2 Year On-Site Warranty Extension for (1) In Row ACRD 300 and 301 Series |  |  | SP COOL CLSSC CONTRACT | Services | Advantage Service Plan for Cooling | 13590 | 11551.5
WOE2YR-AX-41 | 2 Year On-Site Warranty Extension for (1) InfraStruXure InRow 600mm DX Air Cooled |  |  | SP COOL CLSSC CONTRACT | Services | Advantage Service Plan for Cooling | 10250 | 8712.5
WOE2YR-AX-70 | (2) Year On-Site Warranty Extension for (1) R134A Pumped Refrigerant Distribution Unit (RDU) |  |  | SP COOL CLSSC CONTRACT | Services | Advantage Service Plan for Cooling | 7445 | 6328.25
WOE2YR-AX-73 | (2) Year On-Site Warranty Extension for (1) R134A Pumped Refrigerant InRow Unit (ACOA or ACRA) |  |  | SP COOL CLSSC CONTRACT | Services | Advantage Service Plan for Cooling | 5610 | 4768.5
WOE2YR-EZU-15 | 2 Year On-Site Warranty Ext for (1) Easy UPS 3S UL 10-15kVA UPS |  |  | 3PH&BATT CLASSC CONTR | Services | Advantage Service Plan for 3-Phase UPS | 10720 | 9112
WOE2YR-EZU-20 | 2 Year On-Site Warranty Ext for (1) Easy UPS 3S UL 20kVA UPS |  |  | 3PH&BATT CLASSC CONTR | Services | Advantage Service Plan for 3-Phase UPS | 10920 | 9282
WOE2YR-EZU-30 | 2 Year On-Site Warranty Ext for (1) Easy UPS 3S UL 30kVA UPS |  |  | 3PH&BATT CLASSC CONTR | Services | Advantage Service Plan for 3-Phase UPS | 11795 | 10025.75
WOE2YR-EZU-40 | 2 Year On-Site Warranty Ext for (1) Easy UPS 3S UL 40kVA UPS |  |  | 3PH&BATT CLASSC CONTR | Services | Advantage Service Plan for 3-Phase UPS | 12415 | 10552.75
WOE2YR-G3-21 | 2 Year On-Site Warranty Extension for (1) Galaxy 3500 or SUVT 10-15 kVA UPS |  |  | 3PH&BATT CLASSC CONTR | Services | Advantage Service Plan for 3-Phase UPS | 5825 | 4951.25
WOE2YR-G3-24 | 2 Year On-Site Warranty Extension for (1) Galaxy 3500 or SUVT 40 kVA UPS |  |  | 3PH&BATT CLASSC CONTR | Services | Advantage Service Plan for 3-Phase UPS | 8820 | 7497
WOE2YR-G3-28 | 2 Year On-Site Warranty Extension for (1) Galaxy 3500 or SUVT 80 kVA UPS |  |  | 3PH&BATT CLASSC CONTR | Services | Advantage Service Plan for 3-Phase UPS | 10225 | 8691.25
WOE2YR-G5-13 | (2) Year On-Site Warranty Extension for Galaxy 5000/5500 81-130kVA |  |  | 3PH&BATT CLASSC CONTR | Services | Advantage Service Plan for 3-Phase UPS | 11560 | 9826
WOE2YR-G5-81 | (2) Year On-Site Warranty Extension for Galaxy 5000/5500 41 - 80kVA |  |  | 3PH&BATT CLASSC CONTR | Services | Advantage Service Plan for 3-Phase UPS | 10655 | 9056.75
WOE2YR-GP-12 | (2) Year On-Site Warranty Extension for (1) Galaxy PW or PWI 80 to 130 kVA UPS |  |  | 3PH&BATT CLASSC CONTR | Services | Advantage Service Plan for 3-Phase UPS | 11260 | 9571
WOE2YR-GT-100 | (2) Year On-Site Warranty Extension for (1) PXC 100 kVA UPS |  |  | 3PH&BATT CLASSC CONTR | Services | Advantage Service Plan for 3-Phase UPS | 14965 | 12720.25
WOE2YR-NX-81 | 2 Yr NBD Response On-Site Warranty Extension for (1) SY 100 to 250 kVA UPS, (2) XR Frames and PDU |  |  | 3PH&BATT CLASSC CONTR | Services | Advantage Service Plan for 3-Phase UPS | 29430 | 25015.5
WOE2YR-NX-82 | 2 Yr NBD Response On-Site Warranty Extension for (1) SY 200 kVA UPS, (2) XR Frames and PDU |  |  | 3PH&BATT CLASSC CONTR | Services | Advantage Service Plan for 3-Phase UPS | 34230 | 29095.5
WOE2YR-NX-83 | 2 Year On-Site Warranty Extension for (1) External Battery Frame for Symmetra 250/500kW |  |  | 3PH&BATT CLASSC CONTR | Services | Advantage Service Plan for 3-Phase UPS | 4205 | 3574.25
WOE2YR-NX-84 | 2 Yr NBD Response On-Site Warranty Extension for (1) SY 250 kVA UPS, (2) XR Frames and PDU |  |  | 3PH&BATT CLASSC CONTR | Services | Advantage Service Plan for 3-Phase UPS | 40585 | 34497.25
WOE2YR-NX-85 | 2 Yr NBD Response On-Site Warranty Extension for (1) SY 300 kVA UPS, (4) XR Frames and PDU |  |  | 3PH&BATT CLASSC CONTR | Services | Advantage Service Plan for 3-Phase UPS | 48620 | 41327
WOE2YR-NX-86 | 2 Yr NBD Response On-Site Warranty Extension for (1) SY 400 kVA UPS, (4) XR Frames and PDU |  |  | 3PH&BATT CLASSC CONTR | Services | Advantage Service Plan for 3-Phase UPS | 61010 | 51858.5
WOE2YR-NX-87 | 2 Yr NBD Response On-Site Warranty Extension for (1) SY 500kVA UPS, (4) XR Frames and PDU |  |  | 3PH&BATT CLASSC CONTR | Services | Advantage Service Plan for 3-Phase UPS | 53545 | 45513.25
WOE2YR-PD-20 | 2 Year Onsite Warranty Extension for (1) 5U Rack Distribution Panel |  |  | 3PH&BATT CLASSC CONTR | Services | Advantage Service Plan for 3-Phase UPS | 2370 | 2014.5
WOE2YR-PD-30 | (2) Year On-Site Warranty Extension for (1) PMM 30 to 300 Amp |  |  | 3PH&BATT CLASSC CONTR | Services | Advantage Service Plan for 3-Phase UPS | 4605 | 3914.25
WOE2YR-PD-50 | (2) Year On-Site Warranty Extension for (1) InfraStruxure 60 kVA or 150 kVA PDU |  |  | 3PH&BATT CLASSC CONTR | Services | Advantage Service Plan for 3-Phase UPS | 5200 | 4420
WOE2YR-PM-30 | (2) Year On-Site Warranty Extension for (1) PMM 30 to 300 Amp |  |  | 3PH&BATT CLASSC CONTR | Services | Advantage Service Plan for 3-Phase UPS | 3715 | 3157.75
WOE2YR-PX-21 | (2) Year On-Site Warranty Extension for (1) Symmetra PX UPS 10kVA 40 and/or PDU |  |  | 3PH&BATT CLASSC CONTR | Services | Advantage Service Plan for 3-Phase UPS | 9140 | 7769
WOE2YR-PX-22 | (2) Year On-Site Warranty Extension for (1) Symmetra PX UPS 20kVA 40 and/or PDU |  |  | 3PH&BATT CLASSC CONTR | Services | Advantage Service Plan for 3-Phase UPS | 9715 | 8257.75
WOE2YR-PX-23 | (2) Year On-Site Warranty Extension for (1) Symmetra PX UPS 30kVA 40 and/or PDU |  |  | 3PH&BATT CLASSC CONTR | Services | Advantage Service Plan for 3-Phase UPS | 10250 | 8712.5
WOE2YR-PX-24 | (2) Year On-Site Warranty Extension for (1) Symmetra PX UPS 40kVA 40 and/or PDU |  |  | 3PH&BATT CLASSC CONTR | Services | Advantage Service Plan for 3-Phase UPS | 10920 | 9282
WOE2YR-PX-62 | 2 Year Onsite Warranty Extension for Symmetra PX 48/64kW |  |  | 3PH&BATT CLASSC CONTR | Services | Advantage Service Plan for 3-Phase UPS | 23400 | 19890
WOE2YR-UF-21 | 2 Year On Site Warranty Ext. for CW LE Model 0600 thru 1400 |  |  | SP COOL CLSSC CONTRACT | Services | Advantage Service Plan for Cooling | 10825 | 9201.25
WOE2YR-UF-22 | 2 Year On Site Warranty Ext. for CW LE Model 1700 thru 2900 |  |  | SP COOL CLSSC CONTRACT | Services | Advantage Service Plan for Cooling | 11105 | 9439.25
WOE2YR-UF-23 | 2 Year On Site Warranty Ext. for 1 CW LE Model 3400 thru 4600 |  |  | SP COOL CLSSC CONTRACT | Services | Advantage Service Plan for Cooling | 11395 | 9685.75
WOE2YR-UF-24 | 2 Year On Site Warranty Ext. for 1 CW LE Model 4800 thru 5300 |  |  | SP COOL CLSSC CONTRACT | Services | Advantage Service Plan for Cooling | 12130 | 10310.5
WOE2YR-UF-28 | 2 Year On Site Warranty Ext. for FWCV36L1 or FWCV40L1 |  |  | SP COOL CLSSC CONTRACT | Services | Advantage Service Plan for Cooling | 23935 | 20344.75
WOE2YR-UF-28A | 2 Year On Site Warranty Ext. for FWCV36L2 or FWCV40L2 |  |  | SP COOL CLSSC CONTRACT | Services | Advantage Service Plan for Cooling | 27855 | 23676.75
WOE2YR-UF-31 | 2 Year On Site Warranty Ext. for 1 DX LE Model 0511 thru 0611 |  |  | SP COOL CLSSC CONTRACT | Services | Advantage Service Plan for Cooling | 9110 | 7743.5
WOE2YR-UF-32 | 2 Year On Site Warranty Ext. for 1 DX LE Model 0721 thru 0921 |  |  | SP COOL CLSSC CONTRACT | Services | Advantage Service Plan for Cooling | 10235 | 8699.75
WOE2YR-UF-33 | 2 Year On Site Warranty Ext. for 1 DX LE Model 1422 thru 1822 |  |  | SP COOL CLSSC CONTRACT | Services | Advantage Service Plan for Cooling | 10630 | 9035.5
WOE2YR-UF-34 | 2 Year On Site Warranty Ext. for 1 DX LE Max Model 2222 thru 3342 |  |  | SP COOL CLSSC CONTRACT | Services | Advantage Service Plan for Cooling | 11780 | 10013
WOE2YR-UF-45 | 2 Year On Site Warranty Ext. for 1 DX Unisplit Ceiling or Wall Mount Unit - Model 0341 |  |  | SP COOL CLSSC CONTRACT | Services | Advantage Service Plan for Cooling | 10350 | 8797.5
WOE2YR-UF-47 | 2 Year On Site Warranty Ext. for 1 DX Unisplit Ceiling or Wall Mount Unit - Model 0481 |  |  | SP COOL CLSSC CONTRACT | Services | Advantage Service Plan for Cooling | 11175 | 9498.75
WOE2YR-UF-75B | 2 Yr On Site Warr Ext for 1 Chiller w-freecooling Model BCEF 0752A - 0903A |  |  | SP COOL CLSSC CONTRACT | Services | Advantage Service Plan for Cooling | 54885 | 46652.25
WOE2YR-UF-75C | 2 Yr On Site Warr Ext for 1 Chiller w-freecooling Model BCEF 1103A |  |  | SP COOL CLSSC CONTRACT | Services | Advantage Service Plan for Cooling | 69640 | 59194
WOE2YR-VL-300 | 2 Year On-Site Warranty Ext for (1) Galaxy VL 300kW UPS |  |  | 3PH&BATT CLASSC CONTR | Services | Advantage Service Plan for 3-Phase UPS | 20670 | 17569.5
WOE2YR-VM-18 | 2 Yr On-Site Warranty Ext for (1) Galaxy VM 160 to 181kVA UPS, Single or Parallel Configuration |  |  | 3PH&BATT CLASSC CONTR | Services | Advantage Service Plan for 3-Phase UPS | 14580 | 12393
WOE2YR-VM-25 | 2 Yr On-Site Warranty Ext for (1) Galaxy VM 200 to 226kVA UPS, Single or Parallel Configuration |  |  | 3PH&BATT CLASSC CONTR | Services | Advantage Service Plan for 3-Phase UPS | 15035 | 12779.75
WOE2YR-VS1-A15 | 2 Year On-Site Warranty Ext for (1) Galaxy VS 10 to 15kW 208V UPS |  |  | 3PH&BATT CLASSC CONTR | Services | Advantage Service Plan for 3-Phase UPS | 7600 | 6460
WOE2YR-VS1-A25 | 2 Year On-Site Warranty Ext for (1) Galaxy VS 20 to 25kW UPS |  |  | 3PH&BATT CLASSC CONTR | Services | Advantage Service Plan for 3-Phase UPS | 7725 | 6566.25
WOE2YR-VS1-A30 | 2 Year On-Site Warranty Ext for (1) Galaxy VS 30kW UPS |  |  | 3PH&BATT CLASSC CONTR | Services | Advantage Service Plan for 3-Phase UPS | 7855 | 6676.75
WOE2YR-VS1-A40 | 2 Year On-Site Warranty Ext for (1) Galaxy VS 40kW UPS |  |  | 3PH&BATT CLASSC CONTR | Services | Advantage Service Plan for 3-Phase UPS | 7995 | 6795.75
WOE2YR-VS1-A50 | 2 Year On-Site Warranty Ext for (1) Galaxy VS 50kW 400 or 480V UPS |  |  | 3PH&BATT CLASSC CONTR | Services | Advantage Service Plan for 3-Phase UPS | 8075 | 6863.75
WOE2YR-VS2-A40 | 2 Year On-Site Warranty Ext for (1) Galaxy VS 10 to 15kW UPS |  |  | 3PH&BATT CLASSC CONTR | Services | Advantage Service Plan for 3-Phase UPS | 8520 | 7242
WOE2YR-VS2-A41 | 2 Year On-Site Warranty Ext for (1) Galaxy VS 20 to 25kW UPS |  |  | 3PH&BATT CLASSC CONTR | Services | Advantage Service Plan for 3-Phase UPS | 8700 | 7395
WOE2YR-VS2-A50 | 2 Year On-Site Warranty Ext for (1) Galaxy VS 30 to 50kW 208V UPS |  |  | 3PH&BATT CLASSC CONTR | Services | Advantage Service Plan for 3-Phase UPS | 8485 | 7212.25
WOE2YR-VS2-A60 | 2 Year On-Site Warranty Ext for (1) Galaxy VS 60kW UPS |  |  | 3PH&BATT CLASSC CONTR | Services | Advantage Service Plan for 3-Phase UPS | 8680 | 7378
WOE2YR-VS2-A100 | 2 Year On-Site Warranty Ext for (1) Galaxy VS 80 to 100kW UPS |  |  | 3PH&BATT CLASSC CONTR | Services | Advantage Service Plan for 3-Phase UPS | 8810 | 7488.5
WOE2YR-VS3-A75 | 2 Year On-Site Warranty Ext for (1) Galaxy VS 60 to 80kVA UPS |  |  | 3PH&BATT CLASSC CONTR | Services | Advantage Service Plan for 3-Phase UPS | 10100 | 8585
WOE2YR-VS3-A150 | 2 Year On-Site Warranty Ext for (1) Galaxy VS 100 to 150kVA UPS |  |  | 3PH&BATT CLASSC CONTR | Services | Advantage Service Plan for 3-Phase UPS | 10915 | 9277.75
WOE2YR-VX-50 | 2 Year On-Site Warranty Ext for (1) Galaxy VX 500 Scalable to 750kVA UPS |  |  | 3PH&BATT CLASSC CONTR | Services | Advantage Service Plan for 3-Phase UPS | 20415 | 17352.75
WOE2YR-VX-51 | 2 Year On-Site Warranty Ext for (1) Galaxy VX 500kVA UPS |  |  | 3PH&BATT CLASSC CONTR | Services | Advantage Service Plan for 3-Phase UPS | 20130 | 17110.5
WOE2YR-VX-52 | 2 Year On-Site Warranty Ext for (1) Galaxy VX 500kVA N+1 Redundant UPS |  |  | 3PH&BATT CLASSC CONTR | Services | Advantage Service Plan for 3-Phase UPS | 28605 | 24314.25
WOE2YR-VX-53 | 2 Year On-Site Warranty Ext for (1) Galaxy VX 500 Scalable to 1000kVA UPS |  |  | 3PH&BATT CLASSC CONTR | Services | Advantage Service Plan for 3-Phase UPS | 20625 | 17531.25
WOE2YR-VX-54 | 2 Year On-Site Warranty Ext for (1) Galaxy VX 500 Scalable to 1250kVA UPS |  |  | 3PH&BATT CLASSC CONTR | Services | Advantage Service Plan for 3-Phase UPS | 20625 | 17531.25
WOE2YR-VX-55 | 2 Year On-Site Warranty Ext for (1) Galaxy VX 500 Scalable to 1500kVA UPS |  |  | 3PH&BATT CLASSC CONTR | Services | Advantage Service Plan for 3-Phase UPS | 20625 | 17531.25
WOE2YR-VX-62 | 2 Year On-Site Warranty Ext for (1) Galaxy VX 625kVA UPS |  |  | 3PH&BATT CLASSC CONTR | Services | Advantage Service Plan for 3-Phase UPS | 22715 | 19307.75
WOE2YR-VX-63 | 2 Year On-Site Warranty Ext for (1) Galaxy VX 625kVA N+1 Redundant UPS |  |  | 3PH&BATT CLASSC CONTR | Services | Advantage Service Plan for 3-Phase UPS | 28460 | 24191
WOE2YR-VX-64 | 2 Year On-Site Warranty Ext for (1) Galaxy VX 625 Scalable to 1000kVA UPS |  |  | 3PH&BATT CLASSC CONTR | Services | Advantage Service Plan for 3-Phase UPS | 23585 | 20047.25
WOE2YR-VX-75 | 2 Yr On-Site Warranty Ext for (1) Galaxy VX 750kVA UPS |  |  | 3PH&BATT CLASSC CONTR | Services | Advantage Service Plan for 3-Phase UPS | 28515 | 24237.75
WOE2YR-VX-76 | 2 Year On-Site Warranty Ext for (1) Galaxy VX 750kVA N+1 Redundant UPS |  |  | 3PH&BATT CLASSC CONTR | Services | Advantage Service Plan for 3-Phase UPS | 30970 | 26324.5
WOE2YR-VX-77 | 2 Year On-Site Warranty Ext for (1) Galaxy VX 750 Scalable to 1000kVA UPS |  |  | 3PH&BATT CLASSC CONTR | Services | Advantage Service Plan for 3-Phase UPS | 28910 | 24573.5
WOE2YR-VX-78 | 2 Year On-Site Warranty Ext for (1) Galaxy VX 750 Scalable to 1250kVA UPS |  |  | 3PH&BATT CLASSC CONTR | Services | Advantage Service Plan for 3-Phase UPS | 28910 | 24573.5
WOE2YR-VX-79 | 2 Year On-Site Warranty Ext for (1) Galaxy VX 750 Scalable to 1500kVA UPS |  |  | 3PH&BATT CLASSC CONTR | Services | Advantage Service Plan for 3-Phase UPS | 28910 | 24573.5
WOE2YR-VX-100 | 2 Yr On-Site Warranty Ext for (1) Galaxy VX 1000kVA UPS |  |  | 3PH&BATT CLASSC CONTR | Services | Advantage Service Plan for 3-Phase UPS | 33045 | 28088.25
WOE2YR-VX-101 | 2 Year On-Site Warranty Ext for (1) Galaxy VX 1000kVA N+1 Redundant UPS |  |  | 3PH&BATT CLASSC CONTR | Services | Advantage Service Plan for 3-Phase UPS | 37550 | 31917.5
WOE2YR-VX-102 | 2 Year On-Site Warranty Ext for (1) Galaxy VX 1000 Scalable to 1250kVA UPS |  |  | 3PH&BATT CLASSC CONTR | Services | Advantage Service Plan for 3-Phase UPS | 36550 | 31067.5
WOE2YR-VX-103 | 2 Year On-Site Warranty Ext for (1) Galaxy VX 1000 Scalable to 1500kVA UPS |  |  | 3PH&BATT CLASSC CONTR | Services | Advantage Service Plan for 3-Phase UPS | 38455 | 32686.75
WOE2YR-VX-120 | 2 Yr On-Site Warranty Ext for (1) Galaxy VX 1250kVA UPS |  |  | 3PH&BATT CLASSC CONTR | Services | Advantage Service Plan for 3-Phase UPS | 38585 | 32797.25
WOE2YR-VX-121 | 2 Year On-Site Warranty Ext for (1) Galaxy VX 1250kVA N+1 Redundant UPS |  |  | 3PH&BATT CLASSC CONTR | Services | Advantage Service Plan for 3-Phase UPS | 35390 | 30081.5
WOE2YR-VX-122 | 2 Year On-Site Warranty Ext for (1) Galaxy VX 1250 Scalable to 1500kVA UPS |  |  | 3PH&BATT CLASSC CONTR | Services | Advantage Service Plan for 3-Phase UPS | 40915 | 34777.75
WOE2YR-VX-150 | 2 Yr On-Site Warranty Ext for (1) Galaxy VX 1500kVA UPS |  |  | 3PH&BATT CLASSC CONTR | Services | Advantage Service Plan for 3-Phase UPS | 43855 | 37276.75
WOE2YR-VX-151 | 2 Year On-Site Warranty Ext for (1) Galaxy VX 1500kVA N+1 Redundant UPS |  |  | 3PH&BATT CLASSC CONTR | Services | Advantage Service Plan for 3-Phase UPS | 47255 | 40166.75
WOE3YRGOLD-EV-01 | (3) Year Gold On-Site Warranty Extension Service Plan for (1) Single Output Charging Unit |  |  | EV CHARGING INFRASTRUC - PREVC - EMHD | Services | Advantage Service Plan for 3-Phase UPS | Call for Quote | Call for Quote
WOE3YRGOLD-EV-02 | (3) Year Gold On-Site Warranty Extension Service Plan for (1) Dual Output Charging Unit |  |  | EV CHARGING INFRASTRUC - PREVC - EMHD | Services | Advantage Service Plan for 3-Phase UPS | Call for Quote | Call for Quote
WOE3YRPLAT-EV-01 | (3) Year Platinum On-Site Warranty Ext Plan with Semi-Annual PM for (1) Single Output Charging Unit |  |  | EV CHARGING INFRASTRUC - PREVC - EMHD | Services | Advantage Service Plan for 3-Phase UPS | Call for Quote | Call for Quote
WOE3YRPLAT-EV-02 | (3) Year Platinum On-Site Warranty Ext Plan with Semi-Annual PM for (1) Dual Output Charging Unit |  |  | EV CHARGING INFRASTRUC - PREVC - EMHD | Services | Advantage Service Plan for 3-Phase UPS | Call for Quote | Call for Quote
WOE3YRRESID-EV-21 | (3) Year Residential On-Site Warranty Ext Plan for (1) Single Output Residential Charging Unit |  |  | EV CHARGING INFRASTRUC - PREVC - EMHD | Services | Advantage Service Plan for 3-Phase UPS | Call for Quote | Call for Quote
WOE3YRSILVER-EV-01 | (3) Year Silver On-Site Warranty Extension Service Plan for (1) Single Output Charging Unit |  |  | EV CHARGING INFRASTRUC - PREVC - EMHD | Services | Advantage Service Plan for 3-Phase UPS | Call for Quote | Call for Quote
WOE3YRSILVER-EV-02 | (3) Year Silver On-Site Warranty Extension Service Plan for (1) Dual Output Charging Unit |  |  | EV CHARGING INFRASTRUC - PREVC - EMHD | Services | Advantage Service Plan for 3-Phase UPS | Call for Quote | Call for Quote
WOEBAT1YR-G3-20 | (1) Year On-Site Warranty Extension Srvc for up to (4) Internal Batteries for (1) G3500 or SUVT UPS |  |  | 3PH&BATT CLASSC CONTR | Services | Advantage Service Plan for 3-Phase UPS | 3225 | 2741.25
WOEBAT1YR-G3-25 | (1) Year On-Site Warranty Extension Service Plan for (1) Galaxy 3500 or SUVT External Battery Frame |  |  | 3PH&BATT CLASSC CONTR | Services | Advantage Service Plan for 3-Phase UPS | 3810 | 3238.5
WOEBAT1YR-NX-A3 | (1) Year On-Site Warranty Extension Service for (1) External Battery Frame for Symmetra 250/500 kW |  |  | 3PH&BATT CLASSC CONTR | Services | Advantage Service Plan for 3-Phase UPS | 7625 | 6481.25
WOEBAT1YR-PX-A1 | (1) Year On-Site Warranty Extension Service for Internal Batteries for (1) Symmetra PX 20-40k UPS |  |  | 3PH&BATT CLASSC CONTR | Services | Advantage Service Plan for 3-Phase UPS | 4100 | 3485
WOEBAT1YR-PX-A2 | (1) Year On-Site Warranty Extension Service for (1) Symmetra PX 40 External Battery Frame |  |  | 3PH&BATT CLASSC CONTR | Services | Advantage Service Plan for 3-Phase UPS | 6310 | 5363.5
WOEBAT1YR-PX-A3 | (1) Year On-Site Warranty Extension Service Plan for (1) Symmetra PX 160 Battery Frame |  |  | 3PH&BATT CLASSC CONTR | Services | Advantage Service Plan for 3-Phase UPS | 6880 | 5848
WOEBAT1YR-PX-B2 | (1) Year On-Site Warranty Extension Service Plan for (1) Symmetra PX 80-100 kVA Battery Frame |  |  | 3PH&BATT CLASSC CONTR | Services | Advantage Service Plan for 3-Phase UPS | 6310 | 5363.5
WOEBAT1YR-VM-00 | (1) Yr On-Site Warranty Ext Service Plan for (1) Galaxy VM Battery Frame |  |  | 3PH&BATT CLASSC CONTR | Services | Advantage Service Plan for 3-Phase UPS | Call for Quote | Call for Quote
WOEBAT1YR-VM-24 | (1) Yr On-Site Warranty Ext Plan for (1) Galaxy VM Narrow Modular Batt Frame with up to 24 Batteries |  |  | 3PH&BATT CLASSC CONTR | Services | Advantage Service Plan for 3-Phase UPS | 6880 | 5848
WOEBAT1YR-VM-48 | (1) Yr On-Site Warranty Ext Plan for (1) Galaxy VM Wide Modular Batt Frame with up to 48 batteries |  |  | 3PH&BATT CLASSC CONTR | Services | Advantage Service Plan for 3-Phase UPS | 7625 | 6481.25
WOEBAT1YR-VSB-01 | (1) Yr On-Site Warranty Ext Plan for (1) Galaxy VS Modular Batt Frame with up to 6 Batt Strings |  |  | 3PH&BATT CLASSC CONTR | Services | Advantage Service Plan for 3-Phase UPS | 5760 | 4896
WOEBAT1YR-VSB-02 | (1) Yr On-Site Warranty Ext Plan for (1) Galaxy VS Modular Batt Frame with up to 9 Batt Strings |  |  | 3PH&BATT CLASSC CONTR | Services | Advantage Service Plan for 3-Phase UPS | 8040 | 6834
WOEBAT1YR-VX-00 | (1) Yr On-Site Warranty Ext Service Plan for (1) Galaxy VX Battery Frame |  |  | 3PH&BATT CLASSC CONTR | Services | Advantage Service Plan for 3-Phase UPS | Call for Quote | Call for Quote
WOEBAT2YR-G3-20 | (2) Year On-Site Warranty Extension Srvc for up to (4) Internal Batteries for (1) G3500 or SUVT UPS |  |  | 3PH&BATT CLASSC CONTR | Services | Advantage Service Plan for 3-Phase UPS | 6410 | 5448.5
WOEBAT2YR-G3-25 | (2) Year On-Site Warranty Extension Service Plan for (1) Galaxy 3500 or SUVT External Battery Frame |  |  | 3PH&BATT CLASSC CONTR | Services | Advantage Service Plan for 3-Phase UPS | 7615 | 6472.75
WOEBAT2YR-NX-A3 | (2) Year On-Site Warranty Extension Service for (1) External Battery Frame for Symmetra 250/500 kW |  |  | 3PH&BATT CLASSC CONTR | Services | Advantage Service Plan for 3-Phase UPS | 15165 | 12890.25
WOEBAT2YR-PX-A1 | (2) Year On-Site Warranty Extension Service for Internal Batteries for (1) Symmetra PX 20-40k UPS |  |  | 3PH&BATT CLASSC CONTR | Services | Advantage Service Plan for 3-Phase UPS | 8155 | 6931.75
WOEBAT2YR-PX-A2 | (2) Year On-Site Warranty Extension Service for (1) Symmetra PX 40 External Battery Frame |  |  | 3PH&BATT CLASSC CONTR | Services | Advantage Service Plan for 3-Phase UPS | 12550 | 10667.5
WOEBAT2YR-PX-A3 | (2) Year On-Site Warranty Extension Service Plan for (1) Symmetra PX 160 Battery Frame |  |  | 3PH&BATT CLASSC CONTR | Services | Advantage Service Plan for 3-Phase UPS | 13755 | 11691.75
WOEBAT2YR-PX-B2 | (2) Year On-Site Warranty Extension Service Plan for (1) Symmetra PX 80-100 kVA Battery Frame |  |  | 3PH&BATT CLASSC CONTR | Services | Advantage Service Plan for 3-Phase UPS | 12550 | 10667.5
WOEBAT2YR-VM-00 | (2) Yr On-Site Warranty Ext Service Plan for (1) Galaxy VM Battery Frame |  |  | 3PH&BATT CLASSC CONTR | Services | Advantage Service Plan for 3-Phase UPS | Call for Quote | Call for Quote
WOEBAT2YR-VM-24 | (2) Yr On-Site Warranty Ext Plan for (1) Galaxy VM Narrow Modular Batt Frame with up to 24 Batteries |  |  | 3PH&BATT CLASSC CONTR | Services | Advantage Service Plan for 3-Phase UPS | 13755 | 11691.75
WOEBAT2YR-VM-48 | (2) Yr On-Site Warranty Ext Plan for (1) Galaxy VM Wide Modular Batt Frame with up to 48 batteries |  |  | 3PH&BATT CLASSC CONTR | Services | Advantage Service Plan for 3-Phase UPS | 15165 | 12890.25
WOEBAT2YR-VX-00 | (2) Yr On-Site Warranty Ext Service Plan for (1) Galaxy VX Battery Frame |  |  | 3PH&BATT CLASSC CONTR | Services | Advantage Service Plan for 3-Phase UPS | Call for Quote | Call for Quote
WPAS | Prefab Analytics Service Contract |  |  | PREFAB DIG CONTRACT | Services | Advantage Service Plan for 3-Phase UPS | Call for Quote | Call for Quote
WPASW | Prefab Analytics Warranty Upgrade |  |  | PREFAB DIG CONTRACT | Services | Advantage Service Plan for 3-Phase UPS | Call for Quote | Call for Quote
WPMV5X8-NX-83 | (1) Additional Contract PM Visit for (1) External Battery Cabinet for Symmetra 250/500kW |  |  | SP OTHER CONTRACT | Services | On-demand Services | 2290 | 1946.5
WPMV5X8-PD-20 | (1) Additional Contract Preventive Maintenance Visit 5X8 for (1) 5U Rack Distribution Panel |  |  | SP OTHER CONTRACT | Services | On-demand Services | 1995 | 1695.75
WPMV5X8-PD-30 | (1) Addn'l Contract PM Visit for (1) 1/2 Rack Remote or (1) Modular Power Panel |  |  | SP OTHER CONTRACT | Services | On-demand Services | 1995 | 1695.75
WPMV5X8-PD-50 | (1) Additional Contract Preventive Maintenance Visit 5x8 for (1) InfraStruxure 60kVA or 150kVA PDU |  |  | SP OTHER CONTRACT | Services | On-demand Services | 2495 | 2120.75
WPMV5X8-PX-23 | (1) Additional Contract PM Visit 5X8 for (1) External Battery Cabinet for Symmetra PX 40kW |  |  | SP OTHER CONTRACT | Services | On-demand Services | 1735 | 1474.75
WPMV5X8-PX-33 | (1) Additional Contract PM Visit 5X8 for (1) External Battery Cabinet for Symmetra PX 80 kW |  |  | SP OTHER CONTRACT | Services | On-demand Services | 1735 | 1474.75
WPMV5X8-PX-63 | (1) Additional Contract PM Visit 5X8 for (1) External Battery Cabinet for Symmetra PX 160kW |  |  | SP OTHER CONTRACT | Services | On-demand Services | 1545 | 1313.25
WPMV7X24-AX-60 | (1) Preventive Maintenance Visit 7X24 for (1) High-Density Cooling Enclosure |  |  | SP COOL CLSSC CONTRACT | Services | On-demand Services | 2170 | 1844.5
WPMV-E7-50 | (1) Additional Contract Preventive Maintenance Visit for (1) EPS 7000 300 to 500 kVA UPS |  |  | SP OTHER CONTRACT | Services | On-demand Services | 2615 | 2222.75
WPMV-ES-60 | (1) Additional Contract Preventive Maintenance Visit for (1) Epsilon 200 to 600A |  |  | SP OTHER CONTRACT | Services | On-demand Services | 1875 | 1593.75
WPMV-EV-01 | (1) Preventive Maintenance Visit for (1) Single Output Charging Unit |  |  | EV CHARGING INFRASTRUC - PREVC - EMHD | Services | On-demand Services | Call for Quote | Call for Quote
WPMV-EV-02 | (1) Preventive Maintenance Visit for (1) Dual Output Charging Unit |  |  | EV CHARGING INFRASTRUC - PREVC - EMHD | Services | On-demand Services | Call for Quote | Call for Quote
WPMV-EZU-15 | (1) Additional Contract PM Visit 5X8 for (1) Easy UPS 3S UL 10-15kVA UPS |  |  | SP OTHER CONTRACT | Services | On-demand Services | 3090 | 2626.5
WPMV-EZU-20 | (1) Additional Contract PM Visit 5X8 for (1) Easy UPS 3S UL 20kVA UPS |  |  | SP OTHER CONTRACT | Services | On-demand Services | 3160 | 2686
WPMV-EZU-30 | (1) Additional Contract PM Visit 5X8 for (1) Easy UPS 3S UL 30kVA UPS |  |  | SP OTHER CONTRACT | Services | On-demand Services | 3225 | 2741.25
WPMV-EZU-40 | (1) Additional Contract PM Visit 5X8 for (1) Easy UPS 3S UL 40kVA UPS |  |  | SP OTHER CONTRACT | Services | On-demand Services | 3295 | 2800.75
WPMV-G3-21 | (1) Addnl Contract Preventive Maintenance Visit 5X8 for (1) Galaxy 3500 or SUVT 10 to 15 kVA UPS |  |  | SP OTHER CONTRACT | Services | On-demand Services | 1435 | 1219.75
WPMV-G3-22 | (1) Addnl Contract Preventive Maintenance Visit 5X8 for (1) Galaxy 3500 or SUVT 20 kVA UPS |  |  | SP OTHER CONTRACT | Services | On-demand Services | 1435 | 1219.75
WPMV-G3-23 | (1) Addnl Contract Preventive Maintenance Visit 5X8 for (1) Galaxy 3500 or SUVT 30 kVA UPS |  |  | SP OTHER CONTRACT | Services | On-demand Services | 1435 | 1219.75
WPMV-G3-24 | (1) Addnl Contract Preventive Maintenance Visit 5X8 for (1) Galaxy 3500 or SUVT 40 kVA UPS |  |  | SP OTHER CONTRACT | Services | On-demand Services | 1435 | 1219.75
WPMV-G3-28 | (1) Addnl Contract Preventive Maintenance Visit 5X8 for (1) Galaxy 3500 or SUVT 80 kVA UPS |  |  | SP OTHER CONTRACT | Services | On-demand Services | 1760 | 1496
WPMV-G4-50 | (1) Addnl Contract Preventive Maintenance Visit for (1) Galaxy 4000 40 to 50 kVA UPS |  |  | SP OTHER CONTRACT | Services | On-demand Services | 1435 | 1219.75
WPMV-G4-75 | (1) Additional Contract Preventive Maintenance Visit for (1) Galaxy 4000 65 to 75 kVA UPS |  |  | SP OTHER CONTRACT | Services | On-demand Services | 1435 | 1219.75
WPMV-G5-13 | (1) Additional Contract Preventive Maintenance Visit for (1) Galaxy 5000/5500 81 to 130 kVA UPS |  |  | SP OTHER CONTRACT | Services | On-demand Services | 1735 | 1474.75
WPMV-G5-81 | (1) Additional Contract Preventive Maintenance Visit for (1) Galaxy 5000/5500 41 to 80 kVA UPS |  |  | SP OTHER CONTRACT | Services | On-demand Services | 1485 | 1262.25
WPMV-GP-12 | (1) Additional Contract Preventive Maintenance Visit for (1) Galaxy PW or PWI 80 to 130 kVA UP |  |  | SP OTHER CONTRACT | Services | On-demand Services | 2230 | 1895.5
WPMV-GP-15 | (1) Additional Contract Preventive Maintenance Visit for (1) Galaxy PW 150 or 180 or PWI 160kVA UPS |  |  | SP OTHER CONTRACT | Services | On-demand Services | 2230 | 1895.5
WPMV-GP-20 | (1) Additional Contract PM Visit for (1) Galaxy PW 160 or 200 or PWI 200 kVA UPS |  |  | SP OTHER CONTRACT | Services | On-demand Services | 2230 | 1895.5
WPMV-GP-22 | (1) Additional Contract Preventive Maintenance Visit for (1) Galaxy PW 225 kVA UPS |  |  | SP OTHER CONTRACT | Services | On-demand Services | 2230 | 1895.5
WPMV-MDC-03 | Preventive Maintenance Vist 5X8 for (1) Level 3 Micro DC |  |  | SP OTHER CONTRACT | Services | On-demand Services | 3105 | 2639.25
WPMV-MDC-04 | Preventive Maintenance Vist 5X8 for (1) Level 4 Micro DC |  |  | SP OTHER CONTRACT | Services | On-demand Services | 3885 | 3302.25
WPMV-MDC-05 | Preventive Maintenance Vist 5X8 for (1) Level 5 Micro DC |  |  | SP OTHER CONTRACT | Services | On-demand Services | 4660 | 3961
WPMV-MP-00 | (1) Additional Contract Preventive Maintenance Visit for (1) MGE product |  |  | SP OTHER CONTRACT | Services | On-demand Services | Call for Quote | Call for Quote
WPMV-MW-09 | (1) Additional Contract Preventive Maintenance Visit 5X8 for (1) Symmetra MW 400-600 kVA |  |  | SP OTHER CONTRACT | Services | On-demand Services | 2335 | 1984.75
WPMV-MW-10 | (1) Additional Contract Preventive Maintenance Visit 5X8 for (1) Symmetra MW 800-1000 kVA |  |  | SP OTHER CONTRACT | Services | On-demand Services | 3070 | 2609.5
WPMV-MW-11 | (1) Additional Contract Preventive Maintenance Visit 5X8 for (1) Symmetra MW 1200-1600 kVA |  |  | SP OTHER CONTRACT | Services | On-demand Services | 3620 | 3077
WPMV-NX-10 | (1) Additional Contract PM Visit for (1) Symmetra 250kW UPS and PDU |  |  | SP OTHER CONTRACT | Services | On-demand Services | 2795 | 2375.75
WPMV-NX-20 | (1) Additional Contract PM Visit for (1) Symmetra 500kW UPS and PDU |  |  | SP OTHER CONTRACT | Services | On-demand Services | 3050 | 2592.5
WPMV-PM-30 | (1) Additional Contract Preventive Maintenance Visit for (1) PMM 30 to 300 Amp |  |  | SP OTHER CONTRACT | Services | On-demand Services | 1400 | 1190
WPMV-PX-21 | (1) Additional Contract Preventive Maintenance Visit 5X8 for (1) Symmetra PX UPS 10kVA 40 and/or PDU |  |  | SP OTHER CONTRACT | Services | On-demand Services | 1820 | 1547
WPMV-PX-31 | (1) Additional Contract PM Visit for (1) Symmetra PX 10kVA 80 or 100 frame UPS and/or PDU |  |  | SP OTHER CONTRACT | Services | On-demand Services | 2355 | 2001.75
WPMV-VM-18 | (1) Additional Contract PM Visit 5X8 for (1) Galaxy VM 160 to 181kVA UPS, Single or Parallel Config |  |  | SP OTHER CONTRACT | Services | On-demand Services | 3255 | 2766.75
WPMV-VM-25 | (1) Additional Contract PM Visit 5X8 for (1) Galaxy VM 200 to 226kVA UPS, Single or Parallel Config |  |  | SP OTHER CONTRACT | Services | On-demand Services | 3450 | 2932.5
WPMV-VS1-A15 | (1) Additional Contract PM Visit 5X8 for (1) Galaxy VS 10 to 15kW 208V UPS |  |  | SP OTHER CONTRACT | Services | On-demand Services | 1905 | 1619.25
WPMV-VS1-A25 | (1) Additional Contract PM Visit 5X8 for (1) Galaxy VS 20 to 25kW UPS |  |  | SP OTHER CONTRACT | Services | On-demand Services | 1905 | 1619.25
WPMV-VS1-A30 | (1) Additional Contract PM Visit 5X8 for (1) Galaxy VS 30kW UPS |  |  | SP OTHER CONTRACT | Services | On-demand Services | 1905 | 1619.25
WPMV-VS1-A40 | (1) Additional Contract PM Visit 5X8 for (1) Galaxy VS 40kW UPS |  |  | SP OTHER CONTRACT | Services | On-demand Services | 1905 | 1619.25
WPMV-VS1-A50 | (1) Additional Contract PM Visit 5X8 for (1) Galaxy VS 50kW 400 or 480V UPS |  |  | SP OTHER CONTRACT | Services | On-demand Services | 1905 | 1619.25
WPMV-VS2-A40 | (1) Additional Contract PM Visit 5X8 for (1) Galaxy VS 10 to 15kW UPS |  |  | SP OTHER CONTRACT | Services | On-demand Services | 2020 | 1717
WPMV-VS2-A41 | (1) Additional Contract PM Visit 5X8 for (1) Galaxy VS 20 to 25kW UPS |  |  | SP OTHER CONTRACT | Services | On-demand Services | 2020 | 1717
WPMV-VS2-A50 | (1) Additional Contract PM Visit 5X8 for (1) Galaxy VS 30 to 50kW 208V UPS |  |  | SP OTHER CONTRACT | Services | On-demand Services | 2025 | 1721.25
WPMV-VS2-A60 | (1) Additional Contract PM Visit 5X8 for (1) Galaxy VS 60kW UPS |  |  | SP OTHER CONTRACT | Services | On-demand Services | 2025 | 1721.25
WPMV-VS2-A100 | (1) Additional Contract PM Visit 5X8 for (1) Galaxy VS 80 to 100kW UPS |  |  | SP OTHER CONTRACT | Services | On-demand Services | 2025 | 1721.25
WPMV-VS3-A150 | (1) Additional Contract PM Visit 5X8 for (1) Galaxy VS 100 to 150kW UPS |  |  | SP OTHER CONTRACT | Services | On-demand Services | 2375 | 2018.75
WPMV-VX-50 | (1) Additional Contract PM Visit 5X8 for (1) Galaxy VX 500 Scalable to 750kVA UPS |  |  | SP OTHER CONTRACT | Services | On-demand Services | 3195 | 2715.75
WPMV-VX-51 | (1) Additional Contract PM Visit 5X8 for (1) Galaxy VX 500kVA UPS |  |  | SP OTHER CONTRACT | Services | On-demand Services | 3195 | 2715.75
WPMV-VX-52 | (1) Additional Contract PM Visit 5X8 for (1) Galaxy VX 500kVA N+1 Redundant UPS |  |  | SP OTHER CONTRACT | Services | On-demand Services | 4590 | 3901.5
WPMV-VX-53 | (1) Additional Contract PM Visit 5X8 for (1) Galaxy VX 500 Scalable to 1000kVA UPS |  |  | SP OTHER CONTRACT | Services | On-demand Services | 3195 | 2715.75
WPMV-VX-54 | (1) Additional Contract PM Visit 5X8 for (1) Galaxy VX 500 Scalable to 1250kVA UPS |  |  | SP OTHER CONTRACT | Services | On-demand Services | 3195 | 2715.75
WPMV-VX-55 | (1) Additional Contract PM Visit 5X8 for (1) Galaxy VX 500 Scalable to 1500kVA UPS |  |  | SP OTHER CONTRACT | Services | On-demand Services | 3195 | 2715.75
WPMV-VX-62 | (1) Additional Contract PM Visit 5X8 for (1) Galaxy VX 625kVA UPS |  |  | SP OTHER CONTRACT | Services | On-demand Services | 3495 | 2970.75
WPMV-VX-63 | (1) Additional Contract PM Visit 5X8 for (1) Galaxy VX 625kVA N+1 Redundant UPS |  |  | SP OTHER CONTRACT | Services | On-demand Services | 4390 | 3731.5
WPMV-VX-64 | (1) Additional Contract PM Visit 5X8 for (1) Galaxy VX 625 Scalable to 1000kVA UPS |  |  | SP OTHER CONTRACT | Services | On-demand Services | 3595 | 3055.75
WPMV-VX-75 | (1) Additional Contract PM Visit 5X8 for (1) Galaxy VX 750kVA UPS |  |  | SP OTHER CONTRACT | Services | On-demand Services | 4490 | 3816.5
WPMV-VX-76 | (1) Additional Contract PM Visit 5X8 for (1) Galaxy VX 750kVA N+1 Redundant UPS |  |  | SP OTHER CONTRACT | Services | On-demand Services | 4590 | 3901.5
WPMV-VX-77 | (1) Additional Contract PM Visit 5X8 for (1) Galaxy VX 750 Scalable to 1000kVA UPS |  |  | SP OTHER CONTRACT | Services | On-demand Services | 4545 | 3863.25
WPMV-VX-78 | (1) Additional Contract PM Visit 5X8 for (1) Galaxy VX 750 Scalable to 1250kVA UPS |  |  | SP OTHER CONTRACT | Services | On-demand Services | 4545 | 3863.25
WPMV-VX-79 | (1) Additional Contract PM Visit 5X8 for (1) Galaxy VX 750 Scalable to 1500kVA UPS |  |  | SP OTHER CONTRACT | Services | On-demand Services | 4545 | 3863.25
WPMV-VX-100 | (1) Additional Contract PM Visit 5X8 for (1) Galaxy VX 1000kVA UPS |  |  | SP OTHER CONTRACT | Services | On-demand Services | 5035 | 4279.75
WPMV-VX-101 | (1) Additional Contract PM Visit 5X8 for (1) Galaxy VX 1000kVA N+1 Redundant UPS |  |  | SP OTHER CONTRACT | Services | On-demand Services | 5590 | 4751.5
WPMV-VX-102 | (1) Additional Contract PM Visit 5X8 for (1) Galaxy VX 1000 Scalable to 1250kVA UPS |  |  | SP OTHER CONTRACT | Services | On-demand Services | 5790 | 4921.5
WPMV-VX-103 | (1) Additional Contract PM Visit 5X8 for (1) Galaxy VX 1000 Scalable to 1500kVA UPS |  |  | SP OTHER CONTRACT | Services | On-demand Services | 5985 | 5087.25
WPMV-VX-120 | (1) Additional Contract PM Visit 5X8 for (1) Galaxy VX 1250kVA UPS |  |  | SP OTHER CONTRACT | Services | On-demand Services | 5790 | 4921.5
WPMV-VX-121 | (1) Additional Contract PM Visit 5X8 for (1) Galaxy VX 1250kVA N+1 Redundant UPS |  |  | SP OTHER CONTRACT | Services | On-demand Services | 5985 | 5087.25
WPMV-VX-122 | (1) Additional Contract PM Visit 5X8 for (1) Galaxy VX 1250 Scalable to 1500kVA UPS |  |  | SP OTHER CONTRACT | Services | On-demand Services | 6125 | 5206.25
WPMV-VX-150 | (1) Additional Contract PM Visit 5X8 for (1) Galaxy VX 1500kVA UPS |  |  | SP OTHER CONTRACT | Services | On-demand Services | 6385 | 5427.25
WPMV-VX-151 | (1) Additional Contract PM Visit 5X8 for (1) Galaxy VX 1500kVA N+1 Redundant UPS |  |  | SP OTHER CONTRACT | Services | On-demand Services | 6585 | 5597.25
WQPFADVPLAN | Advantage Service Plan for (1) PFDC System |  |  | PREFAB CLSSC CONTRACT | Services | Advantage Service Plan for 3-Phase UPS | Call for Quote | Call for Quote
WQPMV5X8-AX-25 | Quarterly Preventative Maintenance 5x8 For InRoom Chilled Water 28-87kw |  |  | SP COOL CLSSC CONTRACT | Services | On-demand Services | 7895 | 6710.75
WQPMV5X8-AX-27 | Quarterly Preventative Maintenance 5x8 For InRoom Chilled Water greater than 87kw |  |  | SP COOL CLSSC CONTRACT | Services | On-demand Services | 9720 | 8262
WQPMV5X8-AX-28 | Quarterly Preventative Maintenance 5X8 for (1) In Row ACRD101 series |  |  | SP COOL CLSSC CONTRACT | Services | On-demand Services | 6715 | 5707.75
WQPMV5X8-AX-80 | Quarterly Preventative Maintenance 5X8 for (1) Modular Cooling Frame (ACECFR20XXX or ACECFR40XXX) |  |  | SP COOL CLSSC CONTRACT | Services | On-demand Services | 7575 | 6438.75
WQPMV5X8-AX-81 | Quarterly Preventative Maintenance 5X8 for (1) Air Side Economizer Module with DX |  |  | SP COOL CLSSC CONTRACT | Services | On-demand Services | 4730 | 4020.5
WQPMV5X8-UF-21 | 1 Year Quarterly PM 5x8 for CW LE Model 0600 thru 1400 |  |  | SP COOL CLSSC CONTRACT | Services | On-demand Services | 6465 | 5495.25
WQPMV5X8-UF-22 | 1 Year Quarterly PM 5x8 for CW LE Model 1700 thru 2900 |  |  | SP COOL CLSSC CONTRACT | Services | On-demand Services | 6810 | 5788.5
WQPMV5X8-UF-23 | 1 Year Quarterly PM 5x8 for 1 CW LE Model 3400 thru 4600 |  |  | SP COOL CLSSC CONTRACT | Services | On-demand Services | 6980 | 5933
WQPMV5X8-UF-24 | 1 Year Quarterly PM 5x8 for 1 CW LE Model 4800 thru 5300 |  |  | SP COOL CLSSC CONTRACT | Services | On-demand Services | 7190 | 6111.5
WQPMV5X8-UF-28 | 1Y QUATERLY PM 5x8 for 1 FWCV36L1 or FWCV40L1 |  |  | SP COOL CLSSC CONTRACT | Services | On-demand Services | 13170 | 11194.5
WQPMV5X8-UF-28A | 1Y QUATERLY PM 5x8 for 1 FWCV36L2 or FWCV40L2 |  |  | SP COOL CLSSC CONTRACT | Services | On-demand Services | 23610 | 20068.5
WQPMV5X8-UF-31 | 1 Year Quarterly PM 5x8 for 1 DX LE Model 0511 thru 0611 |  |  | SP COOL CLSSC CONTRACT | Services | On-demand Services | 7820 | 6647
WQPMV5X8-UF-31A | 1Y QUATERLY PM 5x8 for 1 LDAV LUAV 0511 0611 |  |  | SP COOL CLSSC CONTRACT | Services | On-demand Services | 11155 | 9481.75
WQPMV5X8-UF-31B | 1Y QUATERLY PM 5x8 for 1 IDAV IUAV 0511 0611 |  |  | SP COOL CLSSC CONTRACT | Services | On-demand Services | 11155 | 9481.75
WQPMV5X8-UF-32 | 1 Year Quarterly PM 5x8 for 1 DX LE Model 0721 thru 0921 |  |  | SP COOL CLSSC CONTRACT | Services | On-demand Services | 8785 | 7467.25
WQPMV5X8-UF-32A | 1Y QUATERLY PM 5x8 for 1 LDAV LUAV 0711 0811 |  |  | SP COOL CLSSC CONTRACT | Services | On-demand Services | 11600 | 9860
WQPMV5X8-UF-32B | 1Y QUATERLY PM 5x8 for 1 IDAV IUAV 0711 0811 |  |  | SP COOL CLSSC CONTRACT | Services | On-demand Services | 11600 | 9860
WQPMV5X8-UF-33 | 1 Year Quarterly PM 5x8 for 1 DX LE Model 1422 thru 1822 |  |  | SP COOL CLSSC CONTRACT | Services | On-demand Services | 8955 | 7611.75
WQPMV5X8-UF-33A | 1Y QUATERLY PM 5x8 for 1 LDAV LUAV 1511 1911 |  |  | SP COOL CLSSC CONTRACT | Services | On-demand Services | 11600 | 9860
WQPMV5X8-UF-33B | 1Y QUATERLY PM 5x8 for 1 IDAV IUAV 1511 1911 |  |  | SP COOL CLSSC CONTRACT | Services | On-demand Services | 11600 | 9860
WQPMV5X8-UF-33C | 1Y QUATERLY PM 5x8 for 1 LDAV2422A |  |  | SP COOL CLSSC CONTRACT | Services | On-demand Services | 11600 | 9860
WQPMV5X8-UF-33D | 1Y QUATERLY PM 5x8 for 1 LUAV2422A |  |  | SP COOL CLSSC CONTRACT | Services | On-demand Services | 11600 | 9860
WQPMV5X8-UF-34 | 1 Year Quarterly PM 5x8 for 1 DX LE Max Model 2222 thru 3342 |  |  | SP COOL CLSSC CONTRACT | Services | On-demand Services | 9965 | 8470.25
WQPMV5X8-UF-34A | 1Y QUATERLY PM 5x8 for 1 LDAV 2522 3822 |  |  | SP COOL CLSSC CONTRACT | Services | On-demand Services | 12485 | 10612.25
WQPMV5X8-UF-34B | 1Y QUATERLY PM 5x8 for 1 LUAV 2522 3822 |  |  | SP COOL CLSSC CONTRACT | Services | On-demand Services | 12485 | 10612.25
WQPMV5X8-UF-35A | 1Y QUATERLY PM 5x8 for 1 LDAV LUAV 1111 1311 |  |  | SP COOL CLSSC CONTRACT | Services | On-demand Services | 11600 | 9860
WQPMV5X8-UF-35B | 1Y QUATERLY PM 5x8 for 1 IDAV IUAV 1111 1311 |  |  | SP COOL CLSSC CONTRACT | Services | On-demand Services | 11600 | 9860
WQPMV7X24-AX-28 | Quarterly Preventative Maintenance 7X24 for (1) In Row ACRD101 series |  |  | SP COOL CLSSC CONTRACT | Services | On-demand Services | 9405 | 7994.25
WQSRVCOOL | Custom Cooling On-Demand Service |  |  | SP COOLING ON DEMAND | Services | On-demand Services | Call for Quote | Call for Quote
WSAPMV-UG-01 | (1) Stand Alone PM Visit for (1) UPS up to 40 kVA UPS |  |  | SP OTHER CONTRACT | Services | On-demand Services | 2325 | 1976.25
WSAPMV-UG-02 | (1) Stand Alone PM Visit for (1) UPS 41 to 150 kVA |  |  | SP OTHER CONTRACT | Services | On-demand Services | 3120 | 2652
WSAPMV-UG-03 | (1) Stand Alone PM Visit for (1) UPS 151 to 500 kVA |  |  | SP OTHER CONTRACT | Services | On-demand Services | 3485 | 2962.25
WSAPMV-UG-04 | (1) Stand Alone PM Visit for (1) UPS 501 kVA or greater |  |  | SP OTHER CONTRACT | Services | On-demand Services | 3870 | 3289.5
WSITEINSP-GT-100 | (1)Site Inspection Visit for (1) PXC 100 kVA UPS |  |  | PROACTIVE SRV & INSP | Services | On-demand Services | 2605 | 2214.25
WSITEINSP-MW-A1 | (1) Site Inspection Visit 5X8 for (1) Symmetra MW 400-600 kVA |  |  | PROACTIVE SRV & INSP | Services | On-demand Services | 1760 | 1496
WSITEINSP-MW-A2 | (1) Site Inspection Visit 5X8 for (1) Symmetra MW 800-1000 kVA |  |  | PROACTIVE SRV & INSP | Services | On-demand Services | 1995 | 1695.75
WSITEINSP-MW-A3 | (1) Site Inspection Visit 5X8 for (1) Symmetra MW 1200-1600 kVA |  |  | PROACTIVE SRV & INSP | Services | On-demand Services | 1995 | 1695.75
WSITEINSP-PX-A1 | (1) Site Inspection Visit 5X8 for (1) Symmetra PX 40k UPS and/or PDU |  |  | PROACTIVE SRV & INSP | Services | On-demand Services | 1410 | 1198.5
WSITEINSP-PX-B1 | (1) Site Inspection Visit 5X8 for (1) Symmetra PX 80 or 100 frame UPS and/or PDU |  |  | PROACTIVE SRV & INSP | Services | On-demand Services | 1410 | 1198.5
WSITEINSPEC-ES-60 | (1) Site Inspection Visit Visit for (1) Epsilon 200 to 600A |  |  | PROACTIVE SRV & INSP | Services | On-demand Services | 1335 | 1134.75
WSITEINSPEC-EZU-15 | (1) Site Inspection Visit 5X8 for (1) Easy UPS 3S UL 10-15kVA UPS |  |  | PROACTIVE SRV & INSP | Services | On-demand Services | 2780 | 2363
WSITEINSPEC-EZU-20 | (1) Site Inspection Visit 5X8 for (1) Easy UPS 3S UL 20kVA UPS |  |  | PROACTIVE SRV & INSP | Services | On-demand Services | 2850 | 2422.5
WSITEINSPEC-EZU-30 | (1) Site Inspection Visit 5X8 for (1) Easy UPS 3S UL 30kVA UPS |  |  | PROACTIVE SRV & INSP | Services | On-demand Services | 2910 | 2473.5
WSITEINSPEC-EZU-40 | (1) Site Inspection Visit 5X8 for (1) Easy UPS 3S UL 40kVA UPS |  |  | PROACTIVE SRV & INSP | Services | On-demand Services | 2970 | 2524.5
WSITEINSPEC-G5-13 | (1) Site Inspection Visit Visit for (1) Galaxy 5000/5500 81 to 130 kVA UPS |  |  | PROACTIVE SRV & INSP | Services | On-demand Services | 1430 | 1215.5
WSITEINSPEC-GP-20 | (1) Site Inspection Visit Visit for (1) Galaxy PW 160 or 200 or PWI 200 kVA UPS |  |  | PROACTIVE SRV & INSP | Services | On-demand Services | 1555 | 1321.75
WSITEINSPEC-PM-30 | (1) Site Inspection Visit Visit for (1) PMM 30 to 300 Amp |  |  | PROACTIVE SRV & INSP | Services | On-demand Services | 1260 | 1071
WSITEINSPEC-PM-40 | (1) Site Inspection Visit for (1) PMM 400 or 500 |  |  | PROACTIVE SRV & INSP | Services | On-demand Services | 1705 | 1449.25
WSITEINSPEC-UM-40 | (1) Site Inspection Visit Visit for (1) UPS 4000 75 to 600 kVA UPS |  |  | PROACTIVE SRV & INSP | Services | On-demand Services | 2705 | 2299.25
WSITEINSPEC-VX-77 | (1) Site Inspection Visit for (1) Galaxy VX 750 Scalable to 1000kVA UPS |  |  | PROACTIVE SRV & INSP | Services | On-demand Services | 3490 | 2966.5
WSITEINSPEC-VX-100 | (1) Site Inspection Visit for (1) Galaxy VX 1000kVA UPS |  |  | PROACTIVE SRV & INSP | Services | On-demand Services | 3940 | 3349
WSITEINSPEC-VX-101 | (1) Site Inspection Visit for (1) Galaxy VX 1000kVA N+1 Redundant UPS |  |  | PROACTIVE SRV & INSP | Services | On-demand Services | 4245 | 3608.25
WSPMV5X8-AE-25 | Semi-Annual Preventive Maintenance service for (1) IAEC25 250Kw Cooling Unit |  |  | SP COOL CLSSC CONTRACT | Services | On-demand Services | 4115 | 3497.75
WSPMV5X8-AE-50 | Semi-Annual Preventive Maintenance service for (1) IAEC50 500Kw Cooling Unit |  |  | SP COOL CLSSC CONTRACT | Services | On-demand Services | 5800 | 4930
WSPMV5X8-AX-15 | Semi-Annual Preventative Maintenance 5X8 for In Row ACRD Half Rack 10kw |  |  | SP COOL CLSSC CONTRACT | Services | On-demand Services | 2950 | 2507.5
WSPMV5X8-AX-22 | Semi-Annual Preventative Maintenance 5X8 for NetworkAIR CW 28-87 kW |  |  | SP COOL CLSSC CONTRACT | Services | On-demand Services | 4815 | 4092.75
WSPMV5X8-AX-25 | Semi-Annual Preventative Maintenance 5x8 For InRoom Chilled Water 28-87kw |  |  | SP COOL CLSSC CONTRACT | Services | On-demand Services | 4815 | 4092.75
WSPMV5X8-AX-26 | Semi Annual Preventative Maintenance 5X8 for InfraStruXure InRow RC |  |  | SP COOL CLSSC CONTRACT | Services | On-demand Services | 1955 | 1661.75
WSPMV5X8-AX-27 | Semi-Annual Preventative Maintenance 5x8 For InRoom Chilled Water greater than 87kw |  |  | SP COOL CLSSC CONTRACT | Services | On-demand Services | 5025 | 4271.25
WSPMV5X8-AX-28 | Semi-Annual Preventative Maintenance 5X8 for (1) In Row ACRD101 series |  |  | SP COOL CLSSC CONTRACT | Services | On-demand Services | 3880 | 3298
WSPMV5X8-AX-34 | Semi-Annual Preventative Maintenance 5X8 for (1) In Row ACRD 300 and 301 Series |  |  | SP COOL CLSSC CONTRACT | Services | On-demand Services | 4185 | 3557.25
WSPMV5X8-AX-36 | Semi-Annual Preventative Maintenance 5X8 for (1) In Row ACRH 301 series |  |  | SP COOL CLSSC CONTRACT | Services | On-demand Services | 5265 | 4475.25
WSPMV5X8-AX-41 | Semi-Annual Preventative Maintenance 5X8 for NetworkAIR FM A/W/G/PC 0-27 kW with OHE |  |  | SP COOL CLSSC CONTRACT | Services | On-demand Services | 4910 | 4173.5
WSPMV5X8-AX-70 | Semi-Annual Preventative Maintenance 5x8 for R134A Pumped Refrigerant Distribution Unit (RDU) |  |  | SP COOL CLSSC CONTRACT | Services | On-demand Services | 2155 | 1831.75
WSPMV5X8-AX-73 | Semi-Annual Preventative Maintenance 5x8 for R134A Pumped Refrigerant InRow Unit (ACOA or ACRA) |  |  | SP COOL CLSSC CONTRACT | Services | On-demand Services | 1440 | 1224
WSPMV5X8-AX-80 | Semi-Annual Preventative Maintenance 5X8 for (1) Modular Cooling Frame (ACECFR20XXX or ACECFR40XXX) |  |  | SP COOL CLSSC CONTRACT | Services | On-demand Services | 3820 | 3247
WSPMV5X8-AX-81 | Semi-Annual Preventative Maintenance 5X8 for (1) Air Side Economizer Module with DX |  |  | SP COOL CLSSC CONTRACT | Services | On-demand Services | 2380 | 2023
WSPMV5X8-UF-21 | 1 Year Semi-Annual PM 5x8 for CW LE Model 0600 thru1400 |  |  | SP COOL CLSSC CONTRACT | Services | On-demand Services | 3350 | 2847.5
WSPMV5X8-UF-22 | 1 Year Semi-Annual PM 5x8 for CW LE Model 1700 thru 2900 |  |  | SP COOL CLSSC CONTRACT | Services | On-demand Services | 3435 | 2919.75
WSPMV5X8-UF-23 | 1 Year Semi-Annual PM 5x8 for 1 CW LE Model 3400 thru 4600 |  |  | SP COOL CLSSC CONTRACT | Services | On-demand Services | 3525 | 2996.25
WSPMV5X8-UF-24 | 1 Year Semi-Annual PM 5x8 for 1 CW LE Model 4800 thru 5300 |  |  | SP COOL CLSSC CONTRACT | Services | On-demand Services | 3685 | 3132.25
WSPMV5X8-UF-28 | 1Y Semi-Annual PM 5x8 for 1 FWCV36L1 or FWCV40L1 |  |  | SP COOL CLSSC CONTRACT | Services | On-demand Services | 7750 | 6587.5
WSPMV5X8-UF-28A | 1Y Semi-Annual PM 5x8 for 1 FWCV36L2 or FWCV40L2 |  |  | SP COOL CLSSC CONTRACT | Services | On-demand Services | 11805 | 10034.25
WSPMV5X8-UF-31 | 1 Year Semi-Annual PM 5x8 for 1 DX LE Model 0511 thru 0611 |  |  | SP COOL CLSSC CONTRACT | Services | On-demand Services | 3950 | 3357.5
WSPMV5X8-UF-31A | 1Y Semi-Annual PM 5x8 for 1 LDAV LUAV 0511 0611 |  |  | SP COOL CLSSC CONTRACT | Services | On-demand Services | 6390 | 5431.5
WSPMV5X8-UF-31B | 1Y Semi-Annual PM 5x8 for 1 IDAV IUAV 0511 0611 |  |  | SP COOL CLSSC CONTRACT | Services | On-demand Services | 6390 | 5431.5
WSPMV5X8-UF-32 | 1 Year Semi-Annual PM 5x8 for 1 DX LE Model 0721 thru 0921 |  |  | SP COOL CLSSC CONTRACT | Services | On-demand Services | 4440 | 3774
WSPMV5X8-UF-32A | 1Y Semi-Annual PM 5x8 for 1 LDAV LUAV 0711 0811 |  |  | SP COOL CLSSC CONTRACT | Services | On-demand Services | 6685 | 5682.25
WSPMV5X8-UF-32B | 1Y Semi-Annual PM 5x8 for 1 IDAV IUAV 0811 0911 |  |  | SP COOL CLSSC CONTRACT | Services | On-demand Services | 6685 | 5682.25
WSPMV5X8-UF-33 | 1 Year Semi-Annual PM 5x8 for 1 DX LE Model 1422 thru 1822 |  |  | SP COOL CLSSC CONTRACT | Services | On-demand Services | 4530 | 3850.5
WSPMV5X8-UF-33A | 1Y Semi-Annual PM 5x8 for 1 LDAV LUAV 1511 1911 |  |  | SP COOL CLSSC CONTRACT | Services | On-demand Services | 6685 | 5682.25
WSPMV5X8-UF-33B | 1Y Semi-Annual PM 5x8 for 1 IDAV IUAV 1511 1911 |  |  | SP COOL CLSSC CONTRACT | Services | On-demand Services | 6685 | 5682.25
WSPMV5X8-UF-33C | 1Y Semi-Annual PM 5x8 for 1 LDAV2422A |  |  | SP COOL CLSSC CONTRACT | Services | On-demand Services | 6685 | 5682.25
WSPMV5X8-UF-33D | 1Y Semi-Annual PM 5x8 for 1 LUAV2422A |  |  | SP COOL CLSSC CONTRACT | Services | On-demand Services | 6685 | 5682.25
WSPMV5X8-UF-34 | 1 Year Semi-Annual PM 5x8 for 1 DX LE Max Model 2222 thru 3342 |  |  | SP COOL CLSSC CONTRACT | Services | On-demand Services | 5030 | 4275.5
WSPMV5X8-UF-34A | 1Y Semi-Annual PM 5x8 for 1 LDAV 2522 3822 |  |  | SP COOL CLSSC CONTRACT | Services | On-demand Services | 7275 | 6183.75
WSPMV5X8-UF-34B | 1Y Semi-Annual PM 5x8 for 1 LUAV 2522 3822 |  |  | SP COOL CLSSC CONTRACT | Services | On-demand Services | 7275 | 6183.75
WSPMV5X8-UF-35A | 1Y Semi-Annual PM 5x8 for 1 LDAV LUAV 1111 1311 |  |  | SP COOL CLSSC CONTRACT | Services | On-demand Services | 6685 | 5682.25
WSPMV5X8-UF-35B | 1Y Semi-Annual PM 5x8 for 1 IDAV IUAV 1111 1311 |  |  | SP COOL CLSSC CONTRACT | Services | On-demand Services | 6685 | 5682.25
WSPMV5X8-UF-75B | 1 Yr Semi-Ann PM 5x8 for 1 Chiller w-freecooling Model BCEF 0752A - 0903A |  |  | SP COOL CLSSC CONTRACT | Services | On-demand Services | 13270 | 11279.5
WSPMV5X8-UF-75C | 1 Yr Semi-Ann PM 5x8 for 1 Chiller w-freecooling Model BCEF 1103A |  |  | SP COOL CLSSC CONTRACT | Services | On-demand Services | 17085 | 14522.25
WSPMV7X24-AX-14 | Semi-Annual Preventative Maintenance 7X24 for In-Row DX 5kw self contained cooling solution. |  |  | SP COOL CLSSC CONTRACT | Services | On-demand Services | 2675 | 2273.75
WSPMV7X24-AX-15 | Semi-Annual Preventative Maintenance 7X24 for In Row ACRD Half Rack 10kw |  |  | SP COOL CLSSC CONTRACT | Services | On-demand Services | 4335 | 3684.75
WSPMV7X24-AX-22 | Semi-Annual Preventative Maintenance 7X24 for NetworkAIR CW 28-87 kW |  |  | SP COOL CLSSC CONTRACT | Services | On-demand Services | 5930 | 5040.5
WSPMV7X24-AX-26 | Semi Annual Preventative Maintenance 7X24 for InfraStruXure InRow RC |  |  | SP COOL CLSSC CONTRACT | Services | On-demand Services | 2840 | 2414
WSPMV7X24-AX-28 | Semi-Annual Preventative Maintenance 7X24 for In (1) In Row ACRD101 series |  |  | SP COOL CLSSC CONTRACT | Services | On-demand Services | 5425 | 4611.25
WSPMV7X24-AX-34 | Semi-Annual Preventative Maintenance 7X24 for In (1) In Row ACRD 300 and 301 Series |  |  | SP COOL CLSSC CONTRACT | Services | On-demand Services | 5745 | 4883.25
WSPMV7X24-AX-36 | Semi-Annual Preventative Maintenance 7X24 for In (1) In Row ACRH 301 series |  |  | SP COOL CLSSC CONTRACT | Services | On-demand Services | 7225 | 6141.25
WSPMV7X24-AX-41 | Semi-Annual Preventative Maintenance 7X24 for NetworkAIR FM A/W/G/PC 0-27 kW with OHE |  |  | SP COOL CLSSC CONTRACT | Services | On-demand Services | 6220 | 5287
WTECSUP7X24-SY-00 | 1 YEAR 7X24 TELEPHONE TECHNICAL SUPPORT |  |  | SP OTHER CONTRACT | Services | On-demand Services | 1120 | 952
WULTRABAT-G3-20 | (1) Year Advantage Ultra Srvc Plan for up to (4) Internal Batteries for (1) Galaxy 3500 or SUVT UPS |  |  | 3PH&BATT CLASSC CONTR | Services | Advantage Service Plan for 3-Phase UPS | Call for Quote | Call for Quote
WULTRABAT-G3-25 | (1) Year Advantage Ultra Service Plan for (1) Galaxy 3500 or SUVT External Battery Frame |  |  | 3PH&BATT CLASSC CONTR | Services | Advantage Service Plan for 3-Phase UPS | Call for Quote | Call for Quote
WULTRABAT-NX-A3 | 1 Year Advantage Ultra Service Plan for (1) External Battery Frame for Symmetra 250/500 kW |  |  | 3PH&BATT CLASSC CONTR | Services | Advantage Service Plan for 3-Phase UPS | Call for Quote | Call for Quote
WULTRABAT-PX-A1 | (1) Year Advantage Ultra Service Plan for the Internal Batteries for (1) Symmetra PX 20-40k UPS |  |  | 3PH&BATT CLASSC CONTR | Services | Advantage Service Plan for 3-Phase UPS | Call for Quote | Call for Quote
WULTRABAT-PX-A2 | (1) Year Advantage Ultra Service Plan for (1) Symmetra PX 40 External Battery Frame |  |  | 3PH&BATT CLASSC CONTR | Services | Advantage Service Plan for 3-Phase UPS | Call for Quote | Call for Quote
WULTRABAT-PX-A3 | (1) Year Advantage Ultra Service Plan for (1) Symmetra PX 160 XR Frame |  |  | 3PH&BATT CLASSC CONTR | Services | Advantage Service Plan for 3-Phase UPS | Call for Quote | Call for Quote
WULTRABAT-PX-B2 | (1) Year Advantage Ultra Service Plan for (1) Symmetra PX 80-100 kVA External Battery Frame |  |  | 3PH&BATT CLASSC CONTR | Services | Advantage Service Plan for 3-Phase UPS | Call for Quote | Call for Quote
WULTRABAT-VM-00 | (1) Yr Advantage Ultra Plan for (1) Galaxy VM External Battery Frame |  |  | 3PH&BATT CLASSC CONTR | Services | Advantage Service Plan for 3-Phase UPS | Call for Quote | Call for Quote
WULTRABAT-VM-48 | (1) Yr Advantage Ultra Plan for (1) Galaxy Wide Modular Batt Frame with up to 48 batteries |  |  | 3PH&BATT CLASSC CONTR | Services | Advantage Service Plan for 3-Phase UPS | Call for Quote | Call for Quote
WUPG1PEAA-UG-01 | 1 Yr EAA Prevent Srvc Upgrade to FW or Existing Srvc Plan for (1) 1P UPS Up to 10kVA |  |  | ASSET ADV SP&C | Services | EcoStruxure Asset Advisor | 213 | 181.05
WUPG1YRFWOS-SPL-00 | 1 Year NBD On-site Service Upgrade to Factory Warranty for Li-Ion Smart-UPS |  |  | SP POWER HBN WARR EXT | Services | Advantage Service Plan for 3-Phase UPS | 1090 | 926.5
WUPG4HR-AX-00 | 1 Year 4HR Response Upgrade to Existing Service Contract for (1) Cooling Product |  |  | SP COOL CLSSC CONTRACT | Services | Advantage Service Plan for 3-Phase UPS | 1155 | 981.75
WUPG4HR-UF-00 | (1) Year 4 HR Response Upgrade to Existing Service Contract for (1) Cooling Product |  |  | SP COOL CLSSC CONTRACT | Services | Advantage Service Plan for 3-Phase UPS | 1090 | 926.5
WUPG4HR-UG-01 | 1 Year 4HR 7X24 Response Upgrade to Factory Warranty or Existing Service Contract for up to 40 kVA |  |  | 3PH&BATT CLASSC CONTR | Services | Advantage Service Plan for 3-Phase UPS | 1075 | 913.75
WUPG4HR-UG-02 | 1 Year 4HR 7X24 Response Upgrade to Factor Warranty or Existing Service Contract for 41 to 150 kVA |  |  | 3PH&BATT CLASSC CONTR | Services | Advantage Service Plan for 3-Phase UPS | 2205 | 1874.25
WUPG4HR-UG-03 | 1 Year 4HR 7X24 Response Upgrade to Factory Warranty or Existing Service Contract for 151 to 500 kVA |  |  | 3PH&BATT CLASSC CONTR | Services | Advantage Service Plan for 3-Phase UPS | 3420 | 2907
WUPG4HR-UG-04 | 1 Year 4HR 7X24 Response Upgrd to Factory Warr or Existing Service Contract for 501 kVA or greater |  |  | 3PH&BATT CLASSC CONTR | Services | Advantage Service Plan for 3-Phase UPS | 5345 | 4543.25
WUPG8HR7-UF-00 | (1) Year 8HR Response Upgrade to Existing Service Contract for (1) Cooling Product |  |  | SP COOL CLSSC CONTRACT | Services | Advantage Service Plan for 3-Phase UPS | 744 | 632.4
WUPG8HR7X24-AX-00 | 1 Year 8HR 7X24 Response Upgrade to Existing Service Contract for (1) Cooling Product |  |  | SP COOL CLSSC CONTRACT | Services | Advantage Service Plan for 3-Phase UPS | 783 | 665.55
WUPG8HR7X24-UG-01 | 1 Year 8HR 7X24 Response Upgrade to Factory Warranty or Existing Service Contract for up to 40 kVA |  |  | 3PH&BATT CLASSC CONTR | Services | Advantage Service Plan for 3-Phase UPS | 938 | 797.3
WUPG8HR7X24-UG-02 | 1 Year 8HR 7X24 Response Upgrade to Factory Warranty or Existing Service Contract for 41 to 150 kVA |  |  | 3PH&BATT CLASSC CONTR | Services | Advantage Service Plan for 3-Phase UPS | 1880 | 1598
WUPG8HR7X24-UG-03 | 1 Year 8HR 7X24 Response Upgrade to Factory Warranty or Existing Service Contract for 151 to 500 kVA |  |  | 3PH&BATT CLASSC CONTR | Services | Advantage Service Plan for 3-Phase UPS | 2650 | 2252.5
WUPG8HR7X24-UG-04 | 1 Year 8HR 7X24 Response Upgrade to Factory Warranty or Existing Service Contract for 501 kVA + |  |  | 3PH&BATT CLASSC CONTR | Services | Advantage Service Plan for 3-Phase UPS | 3235 | 2749.75
WUPGASSEM7-LB-00 | Scheduling Upgrade 7X24 for Existing Assembly of (1) Lithium-Ion Battery Cabinet |  |  | SP POWER INSTALL | Services | Battery Replacement Services | 1260 | 1071
WUPGBATRPL7-UP-02 | Scheduling Upgrade from 5X8 to 7X24 for Existing Battery Replacement Service - per battery |  |  | 3PH&BATT CLASSC CONTR | Services | Battery Replacement Services | 26 | 22.1
WUPGBPMV7X24-UP-01 | Scheduling Upgrade to 7X24 for Existing Battery Preventive Maint |  |  | SP COOL CLSSC CONTRACT | Services | On-demand Services | 9.9 | 8.415
WUPGCAPRPL7-UG-01 | Scheduling Upgrade to 7X24 for Existing Capacitor Replacement Service for up to 40 kVA UPS |  |  | PROACTIVE SRV & INSP | Services | On-demand Services | 1095 | 930.75
WUPGCAPRPL7-UG-02 | Scheduling Upgrade to 7X24 for Existing Capacitor Replacement Service for 41 to 150 kVA |  |  | PROACTIVE SRV & INSP | Services | On-demand Services | 1315 | 1117.75
WUPGCAPRPL7-UG-03 | Scheduling Upgrade to 7X24 for Existing Capacitor Replacement Service for 151 to 500 kVA |  |  | PROACTIVE SRV & INSP | Services | On-demand Services | 1780 | 1513
WUPGCAPRPL7-UG-04 | Scheduling Upgrade to 7X24 for Existing Capacitor Replacement Service for 501 kVA or greater |  |  | PROACTIVE SRV & INSP | Services | On-demand Services | 2355 | 2001.75
WUPGEAA-AX-00 | 1 Yr EAA Prevent Srvc Upgrade to FW or Existing Srvc Plan for (1) In Row Cooling Unit |  |  | ASSET ADV SP&C | Services | EcoStruxure Asset Advisor | 275 | 233.75
WUPGEAA-UF-00 | (1) Yr EAA Prevent Srvc Upgrade to FW or Existing Srvc Plan for (1) In Room Cooling Unit |  |  | ASSET ADV SP&C | Services | EcoStruxure Asset Advisor | 275 | 233.75
WUPGEAA-UG-01 | 1Yr EAA Prev Srvc Upgrd to FW or Exstng Srvc Plan - (1) 1or3P UPS 10 - 40kVA, Batt Frm, PDU or Acc. |  |  | ASSET ADV SP&C | Services | EcoStruxure Asset Advisor | 242 | 205.7
WUPGEAA-UG-02 | 1 Yr EAA Prevent Srvc Upgrade to FW or Existing Srvc Plan for (1) 3P UPS 41 to 150kVA |  |  | ASSET ADV SP&C | Services | EcoStruxure Asset Advisor | 275 | 233.75
WUPGEAA-UG-03 | 1 Yr EAA Prevent Srvc Upgrade to FW or Existing Srvc Plan for (1) 3P UPS 151 to 500kVA |  |  | ASSET ADV SP&C | Services | EcoStruxure Asset Advisor | 299 | 254.15
WUPGEAA-UG-04 | 1 Yr EAA Prevent Srvc Upgrade to FW or Existing Srvc Plan for (1) 3P UPS 501kVA or Greater |  |  | ASSET ADV SP&C | Services | EcoStruxure Asset Advisor | 299 | 254.15
WUPGEAAC-UF-00 | 1 Yr EAA Prevent Srvc Upgrade to FW or Existing Srvc Plan for (1) Chiller |  |  | ASSET ADV SP&C | Services | EcoStruxure Asset Advisor | 296 | 251.6
WUPGFWOS-AX-00 | (1) Yr Next Business Day Onsite Service Upgrade to Factory Warranty |  |  | SP COOL CLSSC CONTRACT | Services | Advantage Service Plan for 3-Phase UPS | 1625 | 1381.25
WUPGMBRS7X24-LX-01 | Scheduling Upgrade to 7X24 for MBRS up to 40 kVA UPS |  |  | SP POWER MBRS | Services | Battery Replacement Services | 634 | 538.9
WUPGMBRS7X24-LX-02 | Scheduling Upgrade to 7X24 for MBRS for 41 to 150 kVA UPS |  |  | SP POWER MBRS | Services | Battery Replacement Services | 832 | 707.2
WUPGMBRS7X24-LX-03 | Scheduling Upgrade to 7X24 for MBRS for 151 to 500 kVA UPS |  |  | SP POWER MBRS | Services | Battery Replacement Services | 1120 | 952
WUPGMBRS7X24-LX-04 | Scheduling Upgrade to 7X24 for MBRS for 501 kVA or greater |  |  | SP POWER MBRS | Services | Battery Replacement Services | 1430 | 1215.5
WUPGMBRS7X24-NX-01 | Scheduling Upgrade to 7X24 for MBRS up to 40 kVA UPS |  |  | SP POWER MBRS | Services | Battery Replacement Services | 1140 | 969
WUPGMBRS7X24-NX-02 | Scheduling Upgrade to 7X24 for MBRS for 41 to 150 kVA UPS |  |  | SP POWER MBRS | Services | Battery Replacement Services | 1375 | 1168.75
WUPGMBRS7X24-NX-03 | Scheduling Upgrade to 7X24 for MBRS for 151 to 500 kVA UPS |  |  | SP POWER MBRS | Services | Battery Replacement Services | 1935 | 1644.75
WUPGMBRS7X24-NX-04 | Scheduling Upgrade to 7X24 for MBRS for 501 kVA or greater |  |  | SP POWER MBRS | Services | Battery Replacement Services | 2465 | 2095.25
WUPGMBRS7X24-PX-01 | Scheduling Upgrade to 7X24 for MBRS up to 40 kVA UPS |  |  | SP POWER MBRS | Services | Battery Replacement Services | 778 | 661.3
WUPGMBRS7X24-PX-02 | Scheduling Upgrade to 7X24 for MBRS for 41 to 150 kVA UPS |  |  | SP POWER MBRS | Services | Battery Replacement Services | 1015 | 862.75
WUPGMBRS7X24-PX-03 | Scheduling Upgrade to 7X24 for MBRS for 151 to 500 kVA UPS |  |  | SP POWER MBRS | Services | Battery Replacement Services | 1575 | 1338.75
WUPGMBRS7X24-PX-04 | Scheduling Upgrade to 7X24 for MBRS for 501 kVA or greater |  |  | SP POWER MBRS | Services | Battery Replacement Services | 2105 | 1789.25
WUPGMPMV5X8-AX-00 | Upgrade to provide Monthly 5X8 Preventive Maintenance Visits AX-00 |  |  | SP COOL CLSSC CONTRACT | Services | On-demand Services | 9305 | 7909.25
WUPGMPMV7X24-AX-00 | 7X24 Scheduling Upgrade from Existing Monthly Preventive Maintenance Service |  |  | SP COOL CLSSC CONTRACT | Services | On-demand Services | 13960 | 11866
WUPGMPRS7X24-MP-01 | Scheduling Upgrade to 7X24 for MPRS up to 40 kVA UPS |  |  | SP POWER MPRS | Services | Battery Replacement Services | 1540 | 1309
WUPGMPRS7X24-MP-02 | Scheduling Upgrade to 7X24 for MPRS for 41 to 150 kVA UPS |  |  | SP POWER MPRS | Services | Battery Replacement Services | 1835 | 1559.75
WUPGMPRS7X24-MP-03 | Scheduling Upgrade to 7X24 for MPRS for 151 to 500 kVA UPS |  |  | SP POWER MPRS | Services | Battery Replacement Services | 2795 | 2375.75
WUPGMPRS7X24-MP-04 | Scheduling Upgrade to 7X24 for MPRS for 501 kVA or greater |  |  | SP POWER MPRS | Services | Battery Replacement Services | 3810 | 3238.5
WUPGONSITEFW-SB-00 | (1) YR NBD On-site Service Upgrade to Factory Warrenty |  |  | 3PH&BATT CLASSC CONTR | Services | Advantage Service Plan for 3-Phase UPS | 940 | 799
WUPGONSITEFW-SY-00 | (1) YR NBD On-Site Service Upgrade to Factory Warranty |  |  | 3PH&BATT CLASSC CONTR | Services | Advantage Service Plan for 3-Phase UPS | 1110 | 943.5
WUPGPMV7-LB-00 | Scheduling Upgrade 7X24 for Existing Preventive Maintenance of (1) Lithium-Ion Battery Cabinet |  |  | SP OTHER CONTRACT | Services | Advantage Service Plan for 3-Phase UPS | 476 | 404.6
WUPGPMV7-UF-00 | Upgrade to provide 7X24 Scheduling for Existing CoolUp Factory Re-Commissioning Visit |  |  | SP COOL CLSSC CONTRACT | Services | On-demand Services | 762 | 647.7
WUPGPMV7X24-AX-00 | 7X24 Scheduling Upgrade from Existing Preventive Maintenance Service |  |  | SP COOL CLSSC CONTRACT | Services | On-demand Services | 756 | 642.6
WUPGPMV7X24-UG-01 | Scheduling Upgrade to 7X24 for Existing PM or Addnl PM Visit for up to 40 kVA UPS |  |  | SP OTHER CONTRACT | Services | On-demand Services | 702 | 596.7
WUPGPMV7X24-UG-02 | Scheduling Upgrade to 7X24 for Existing PM or Addnl PM Visit for 41 to 150 kVA |  |  | SP OTHER CONTRACT | Services | On-demand Services | 967 | 821.95
WUPGPMV7X24-UG-03 | Scheduling Upgrade to 7X24 for Existing PM or Addnl PM Visit for 151 to 500 kVA |  |  | SP OTHER CONTRACT | Services | On-demand Services | 1505 | 1279.25
WUPGPMV7X24-UG-04 | Scheduling Upgrade to 7X24 for Existing PM or Addnl PM Visit for 501 kVA or greater |  |  | SP OTHER CONTRACT | Services | On-demand Services | 1860 | 1581
WUPGQPMV5X8-AX-00 | Upgrade to provide Quarterly 5X8 Preventive Maintenance Visits |  |  | SP COOL CLSSC CONTRACT | Services | On-demand Services | 1865 | 1585.25
WUPGQPMV7-UF-00 | Upgrade to provide Quarterly 7X24 Preventive Maintenance Visits |  |  | SP COOL CLSSC CONTRACT | Services | On-demand Services | 2965 | 2520.25
WUPGQPMV7X24-AX-00 | 7X24 Scheduling Upgrade from Existing Quarterly Preventive Maintenance Service |  |  | SP COOL CLSSC CONTRACT | Services | On-demand Services | 2880 | 2448
WUPGSIV7X24-UG-01 | Scheduling Upgrade to 7X24 for Existing Site Inspection Visit for up to 40 kVA UPS |  |  | PROACTIVE SRV & INSP | Services | On-demand Services | 670 | 569.5
WUPGSIV7X24-UG-02 | Scheduling Upgrade to 7X24 for Existing Site Inspection Visit for 41 to 150 kVA |  |  | PROACTIVE SRV & INSP | Services | On-demand Services | 999 | 849.15
WUPGSIV7X24-UG-03 | Scheduling Upgrade to 7X24 for Existing Site Inspection Visit for 151 to 500 kVA |  |  | PROACTIVE SRV & INSP | Services | On-demand Services | 1165 | 990.25
WUPGSIV7X24-UG-04 | Scheduling Upgrade to 7X24 for Existing Site Inspection Visit for 501 kVA or greater |  |  | PROACTIVE SRV & INSP | Services | On-demand Services | 1335 | 1134.75
WUPGSPMV7-UF-00 | Upgrade to provide Semi-Annual 7X24 Preventive Maintenance Visits |  |  | SP COOL CLSSC CONTRACT | Services | On-demand Services | 1440 | 1224
AP9710 | EcoStruxure IT Advisor Change Perpetual License for 10 Racks |  |  | IT ADVISOR ON-PREM | Data Center Infrastructure Management (DCIM) Software | Data Center Operation: Change | 6210 | 5278.5
AP90010 | EcoStruxure IT Advisor Perpetual License for 10 Racks |  |  | IT ADVISOR ON-PREM | Data Center Infrastructure Management (DCIM) Software | Data Center Operation | 3105 | 2639.25
AP90065 | EcoStruxure IT Advisor Perpetual License for 1 Additional Server Node |  |  | IT ADVISOR ON-PREM | Data Center Infrastructure Management (DCIM) Software | Data Center Operation | 12815 | 10892.75
AP97100 | EcoStruxure IT Advisor Change Perpetual License for 100 Racks |  |  | IT ADVISOR ON-PREM | Data Center Infrastructure Management (DCIM) Software | Data Center Operation: Change | 49410 | 41998.5
AP97200 | EcoStruxure IT Advisor Change Perpetual License for 200 Racks |  |  | IT ADVISOR ON-PREM | Data Center Infrastructure Management (DCIM) Software | Data Center Operation: Change | 71820 | 61047
AP97500 | EcoStruxure IT Advisor Change Perpetual License for 500 Racks |  |  | IT ADVISOR ON-PREM | Data Center Infrastructure Management (DCIM) Software | Data Center Operation: Change | 148500 | 126225
AP900100 | EcoStruxure IT Advisor Perpetual License for 100 Racks |  |  | IT ADVISOR ON-PREM | Data Center Infrastructure Management (DCIM) Software | Data Center Operation | 24705 | 20999.25
AP900200 | EcoStruxure IT Advisor Perpetual License for 200 Racks |  |  | IT ADVISOR ON-PREM | Data Center Infrastructure Management (DCIM) Software | Data Center Operation | 35910 | 30523.5
AP900500 | EcoStruxure IT Advisor Perpetual License for 500 Racks |  |  | IT ADVISOR ON-PREM | Data Center Infrastructure Management (DCIM) Software | Data Center Operation | 74250 | 63112.5
AP9160100 | EcoStruxure IT Advisor IT Optimize Perpetual License for 100 Racks |  |  | IT ADVISOR ON-PREM | Data Center Infrastructure Management (DCIM) Software | Data Center Operation: IT Optimize | 29865 | 25385.25
SWDCO1ITO-DIGI | EcoStruxure IT Advisor: IT Optimize 1 rack |  |  | COOLING OPTIMZATION | Data Center Infrastructure Management (DCIM) Software | Data Center Operation: IT Optimize | 69 | 58.65
SWDCO1ROPS-DIGI | EcoStruxure IT Advisor Perpetual License for 1 Rack |  |  | IT ADVISOR ON-PREM | Data Center Infrastructure Management (DCIM) Software | Data Center Operation | 540 | 459
SWDCO10RCAP-DIGI | EcoStruxure IT Advisor Capacity Perpetual License for 10 Racks |  |  | IT ADVISOR ON-PREM | Data Center Infrastructure Management (DCIM) Software | Data Center Operation | 5400 | 4590
SWDCO10RCHG-DIGI | EcoStruxure IT Advisor Change Perpetual License for 10 Racks |  |  | IT ADVISOR ON-PREM | Data Center Infrastructure Management (DCIM) Software | Data Center Operation | 4500 | 3825
SWDCO10ROPS-DIGI | EcoStruxure IT Advisor Perpetual License for 10 Racks |  |  | IT ADVISOR ON-PREM | Data Center Infrastructure Management (DCIM) Software | Data Center Operation | 2700 | 2295
SWDCO100RCAP-DIGI | EcoStruxure IT Advisor Capacity Perpetual License for 100 Racks |  |  | IT ADVISOR ON-PREM | Data Center Infrastructure Management (DCIM) Software | Data Center Operation | 36000 | 30600
SWDCO100RCHG-DIGI | EcoStruxure IT Advisor Change Perpetual License for 100 Racks |  |  | IT ADVISOR ON-PREM | Data Center Infrastructure Management (DCIM) Software | Data Center Operation | 36000 | 30600
SWDCO100ROPS-DIGI | EcoStruxure IT Advisor Perpetual License for 100 Racks |  |  | IT ADVISOR ON-PREM | Data Center Infrastructure Management (DCIM) Software | Data Center Operation | 22500 | 19125
SWDCO200RCAP-DIGI | EcoStruxure IT Advisor Capacity Perpetual License for 200 Racks |  |  | IT ADVISOR ON-PREM | Data Center Infrastructure Management (DCIM) Software | Data Center Operation | 54000 | 45900
SWDCO200RCHG-DIGI | EcoStruxure IT Advisor Change Perpetual License for 200 Racks |  |  | IT ADVISOR ON-PREM | Data Center Infrastructure Management (DCIM) Software | Data Center Operation | 54000 | 45900
SWDCO200ROPS-DIGI | EcoStruxure IT Advisor Perpetual License for 200 Racks |  |  | IT ADVISOR ON-PREM | Data Center Infrastructure Management (DCIM) Software | Data Center Operation | 30600 | 26010
SWDCO500RCAP-DIGI | EcoStruxure IT Advisor Capacity Perpetual License for 500 Racks |  |  | IT ADVISOR ON-PREM | Data Center Infrastructure Management (DCIM) Software | Data Center Operation | 112500 | 95625
SWDCO500RCHG-DIGI | EcoStruxure IT Advisor Change Perpetual License for 500 Racks |  |  | IT ADVISOR ON-PREM | Data Center Infrastructure Management (DCIM) Software | Data Center Operation | 112500 | 95625
SWDCO500ROPS-DIGI | EcoStruxure IT Advisor Perpetual License for 500 Racks |  |  | IT ADVISOR ON-PREM | Data Center Infrastructure Management (DCIM) Software | Data Center Operation | 67500 | 57375
SWDCO1000RCAP-DIGI | EcoStruxure IT Advisor Capacity Perpetual License for 1000 Racks |  |  | IT ADVISOR ON-PREM | Data Center Infrastructure Management (DCIM) Software | Data Center Operation | 217800 | 185130
SWDCO1000RCHG-DIGI | EcoStruxure IT Advisor Change Perpetual License for 1000 Racks |  |  | IT ADVISOR ON-PREM | Data Center Infrastructure Management (DCIM) Software | Data Center Operation | 180000 | 153000
SWDCO1000ROPS-DIGI | EcoStruxure IT Advisor Perpetual License for 1000 Racks |  |  | IT ADVISOR ON-PREM | Data Center Infrastructure Management (DCIM) Software | Data Center Operation | 126000 | 107100
SWDCOCLUSTER-DIGI | EcoStruxure IT Advisor Perpetual License for 1 Additional Server Node |  |  | IT ADVISOR ON-PREM | Data Center Infrastructure Management (DCIM) Software | Data Center Operation | 12815 | 10892.75
SWDCOENEF-DIGI | EcoStruxure IT Advisor Energy Efficiency Perpetual Enterprise License |  |  | IT ADVISOR ON-PREM | Data Center Infrastructure Management (DCIM) Software | Data Center Operation | 36595 | 31105.75
WCAP1M10R-DIGI | Data Center Operation: Capacity, 1 Month Software Support Contract, 10 Racks |  |  | SW SUPPORT CONTRACT - PLANNING & MDLLING | Data Center Infrastructure Management (DCIM) Software | Data Center Operation | 146 | 124.1
WCAP1M100R-DIGI | Data Center Operation: Capacity, 1 Month Software Support Contract, 100 Racks |  |  | SW SUPPORT CONTRACT - PLANNING & MDLLING | Data Center Infrastructure Management (DCIM) Software | Data Center Operation | 1135 | 964.75
WCAP1M200R-DIGI | Data Center Operation: Capacity, 1 Month Software Support Contract, 200 Racks |  |  | SW SUPPORT CONTRACT - PLANNING & MDLLING | Data Center Infrastructure Management (DCIM) Software | Data Center Operation | 1655 | 1406.75
WCAP1YR10R-DIGI | Data Center Operation: Capacity, 1 Year Software Support Contract, 10 Racks |  |  | SW SUPPORT CONTRACT - PLANNING & MDLLING | Data Center Infrastructure Management (DCIM) Software | Data Center Operation | 1145 | 973.25
WCAP1YR100R-DIGI | Data Center Operation: Capacity, 1 Year Software Support Contract, 100 Racks |  |  | SW SUPPORT CONTRACT - PLANNING & MDLLING | Data Center Infrastructure Management (DCIM) Software | Data Center Operation | 9075 | 7713.75
WCAP1YR200R-DIGI | Data Center Operation: Capacity, 1 Year Software Support Contract, 200 Racks |  |  | SW SUPPORT CONTRACT - PLANNING & MDLLING | Data Center Infrastructure Management (DCIM) Software | Data Center Operation | 13190 | 11211.5
WCAP1YR500R-DIGI | Data Center Operation: Capacity, 1 Year Software Support Contract, 500 Racks |  |  | SW SUPPORT CONTRACT - PLANNING & MDLLING | Data Center Infrastructure Management (DCIM) Software | Data Center Operation | 27265 | 23175.25
WCAP1YR1000R-DIGI | Data Center Operation: Capacity, 1 Year Software Support Contract, 1000 Racks |  |  | SW SUPPORT CONTRACT - PLANNING & MDLLING | Data Center Infrastructure Management (DCIM) Software | Data Center Operation | 51800 | 44030
WCAP3YR10R-DIGI | Data Center Operation: Capacity, 3 Year Software Support Contract, 10 Racks |  |  | SW SUPPORT CONTRACT - PLANNING & MDLLING | Data Center Infrastructure Management (DCIM) Software | Data Center Operation | 2855 | 2426.75
WCAP3YR100R-DIGI | Data Center Operation: Capacity, 3 Year Software Support Contract, 100 Racks |  |  | SW SUPPORT CONTRACT - PLANNING & MDLLING | Data Center Infrastructure Management (DCIM) Software | Data Center Operation | 22680 | 19278
WCAP3YR200R-DIGI | Data Center Operation: Capacity, 3 Year Software Support Contract, 200 Racks |  |  | SW SUPPORT CONTRACT - PLANNING & MDLLING | Data Center Infrastructure Management (DCIM) Software | Data Center Operation | 32970 | 28024.5
WCAP3YR500R-DIGI | Data Center Operation: Capacity, 3 Year Software Support Contract, 500 Racks |  |  | SW SUPPORT CONTRACT - PLANNING & MDLLING | Data Center Infrastructure Management (DCIM) Software | Data Center Operation | 68165 | 57940.25
WCAP3YR1000R-DIGI | Data Center Operation: Capacity, 3 Year Software Support Contract, 1000 Racks |  |  | SW SUPPORT CONTRACT - PLANNING & MDLLING | Data Center Infrastructure Management (DCIM) Software | Data Center Operation | 129495 | 110070.75
WCHG1M10R-DIGI | Data Center Operation: Change, 1 Month Software Support Contract, 10 Racks |  |  | SW SUPPORT CONTRACT - PLANNING & MDLLING | Data Center Infrastructure Management (DCIM) Software | Data Center Operation | 138 | 117.3
WCHG1YR10R-DIGI | Data Center Operation: Change, 1 Year Software Support Contract, 10 Racks |  |  | SW SUPPORT CONTRACT - PLANNING & MDLLING | Data Center Infrastructure Management (DCIM) Software | Data Center Operation | 1145 | 973.25
WCHG1YR100R-DIGI | Data Center Operation: Change, 1 Year Software Support Contract, 100 Racks |  |  | SW SUPPORT CONTRACT - PLANNING & MDLLING | Data Center Infrastructure Management (DCIM) Software | Data Center Operation | 9075 | 7713.75
WCHG1YR200R-DIGI | Data Center Operation: Change, 1 Year Software Support Contract, 200 Racks |  |  | SW SUPPORT CONTRACT - PLANNING & MDLLING | Data Center Infrastructure Management (DCIM) Software | Data Center Operation | 13205 | 11224.25
WCHG1YR500R-DIGI | Data Center Operation: Change, 1 Year Software Support Contract, 500 Racks |  |  | SW SUPPORT CONTRACT - PLANNING & MDLLING | Data Center Infrastructure Management (DCIM) Software | Data Center Operation | 27265 | 23175.25
WCHG1YR1000R-DIGI | Data Center Operation: Change, 1 Year Software Support Contract, 1000 Racks |  |  | SW SUPPORT CONTRACT - PLANNING & MDLLING | Data Center Infrastructure Management (DCIM) Software | Data Center Operation | 51800 | 44030
WCHG3YR10R-DIGI | Data Center Operation: Change, 3 Year Software Support Contract, 10 Racks |  |  | SW SUPPORT CONTRACT - PLANNING & MDLLING | Data Center Infrastructure Management (DCIM) Software | Data Center Operation | 2815 | 2392.75
WCHG3YR100R-DIGI | Data Center Operation: Change, 3 Year Software Support Contract, 100 Racks |  |  | SW SUPPORT CONTRACT - PLANNING & MDLLING | Data Center Infrastructure Management (DCIM) Software | Data Center Operation | 22680 | 19278
WCHG3YR200R-DIGI | Data Center Operation: Change, 3 Year Software Support Contract, 200 Racks |  |  | SW SUPPORT CONTRACT - PLANNING & MDLLING | Data Center Infrastructure Management (DCIM) Software | Data Center Operation | 32970 | 28024.5
WCHG3YR500R-DIGI | Data Center Operation: Change, 3 Year Software Support Contract, 500 Racks |  |  | SW SUPPORT CONTRACT - PLANNING & MDLLING | Data Center Infrastructure Management (DCIM) Software | Data Center Operation | 68165 | 57940.25
WCHG3YR1000R-DIGI | Data Center Operation: Change, 3 Year Software Support Contract, 1000 Racks |  |  | SW SUPPORT CONTRACT - PLANNING & MDLLING | Data Center Infrastructure Management (DCIM) Software | Data Center Operation | 129165 | 109790.25
WCHM1YR200 | Data Center Operation: Change, 1 Year Software Support Contract, 200 Racks |  |  | SW SUPPORT CONTRACT - PLANNING & MDLLING | Data Center Infrastructure Management (DCIM) Software | Data Center Operation: Change | 7940 | 6749
WITO1YR100 | Data Center Operation: IT Optimize, 1 Year Software Support Contract, 100 Racks |  |  | SW SUPPORT CONTRACT - PLANNING & MDLLING | Data Center Infrastructure Management (DCIM) Software | Data Center Operation: IT Optimize | 5375 | 4568.75
WITO1YR200 | Data Center Operation: IT Optimize, 1 Year Software Support Contract, 200 Racks |  |  | SW SUPPORT CONTRACT - PLANNING & MDLLING | Data Center Infrastructure Management (DCIM) Software | Data Center Operation: IT Optimize | 7895 | 6710.75
WOPS1M10R-DIGI | Data Center Operation: 1 Month Software Support Contract, 10 Racks |  |  | SW SUPPORT CONTRACT - PLANNING & MDLLING | Data Center Infrastructure Management (DCIM) Software | Data Center Operation | 56 | 47.6
WOPS1M100R-DIGI | Data Center Operation: 1 Month Software Support Contract, 100 Racks |  |  | SW SUPPORT CONTRACT - PLANNING & MDLLING | Data Center Infrastructure Management (DCIM) Software | Data Center Operation | 568 | 482.8
WOPS1M500R-DIGI | Data Center Operation: 1 Month Software Support Contract, 500 Racks |  |  | SW SUPPORT CONTRACT - PLANNING & MDLLING | Data Center Infrastructure Management (DCIM) Software | Data Center Operation | 1705 | 1449.25
WOPS1YR1R-DIGI | EcoStruxure IT Advisor 1 Year software support 1 rack |  |  | SW SUPPORT CONTRACT - PLANNING & MDLLING | Data Center Infrastructure Management (DCIM) Software | Data Center Operation | 87 | 73.95
WOPS1YR10R-DIGI | EcoStruxure IT Advisor 1 Year software support 10 racks |  |  | SW SUPPORT CONTRACT - PLANNING & MDLLING | Data Center Infrastructure Management (DCIM) Software | Data Center Operation | 496 | 421.6
WOPS1YR100R-DIGI | EcoStruxure IT Advisor 1 Year software support 100 racks |  |  | SW SUPPORT CONTRACT - PLANNING & MDLLING | Data Center Infrastructure Management (DCIM) Software | Data Center Operation | 4135 | 3514.75
WOPS1YR200R-DIGI | EcoStruxure IT Advisor 1 Year software support 200 racks |  |  | SW SUPPORT CONTRACT - PLANNING & MDLLING | Data Center Infrastructure Management (DCIM) Software | Data Center Operation | 5620 | 4777
WOPS1YR500R-DIGI | Data Center Operation: 1 Year Software Support Contract, 500 Racks |  |  | SW SUPPORT CONTRACT - PLANNING & MDLLING | Data Center Infrastructure Management (DCIM) Software | Data Center Operation | 13635 | 11589.75
WOPS1YR1000 | EcoStruxure IT Advisor 1 Year software support 1000 racks |  |  | SW SUPPORT CONTRACT - PLANNING & MDLLING | Data Center Infrastructure Management (DCIM) Software | Data Center Operation | 22680 | 19278
WOPS1YR1000R-DIGI | Data Center Operation: 1 Year Software Support Contract, 1000 Racks |  |  | SW SUPPORT CONTRACT - PLANNING & MDLLING | Data Center Infrastructure Management (DCIM) Software | Data Center Operation | 23135 | 19664.75
WOPS1YR2000R-DIGI | Data Center Operation: 1 Year Software Support Contract, 2000 Racks |  |  | IT ADVISOR ON-PREM | Data Center Infrastructure Management (DCIM) Software | Data Center Operation | 49065 | 41705.25
WOPS3YR10R-DIGI | Data Center Operation: 3 Year Software Support Contract, 10 Racks |  |  | SW SUPPORT CONTRACT - PLANNING & MDLLING | Data Center Infrastructure Management (DCIM) Software | Data Center Operation | 1105 | 939.25
WOPS3YR100R-DIGI | Data Center Operation: 3 Year Software Support Contract, 100 Racks |  |  | SW SUPPORT CONTRACT - PLANNING & MDLLING | Data Center Infrastructure Management (DCIM) Software | Data Center Operation | 9180 | 7803
WOPS3YR200 | StruxureWare Data Center Operation, 3 Year Software Support Contract, 200 Racks |  |  | SW SUPPORT CONTRACT - PLANNING & MDLLING | Data Center Infrastructure Management (DCIM) Software | Data Center Operation | 12240 | 10404
WOPS3YR200R-DIGI | Data Center Operation: 3 Year Software Support Contract, 200 Racks |  |  | SW SUPPORT CONTRACT - PLANNING & MDLLING | Data Center Infrastructure Management (DCIM) Software | Data Center Operation | 12485 | 10612.25
WOPS3YR500R-DIGI | Data Center Operation: 3 Year Software Support Contract, 500 Racks |  |  | SW SUPPORT CONTRACT - PLANNING & MDLLING | Data Center Infrastructure Management (DCIM) Software | Data Center Operation | 34085 | 28972.25
WOPS3YR1000R-DIGI | Data Center Operation: 3 Year Software Support Contract, 1000 Racks |  |  | SW SUPPORT CONTRACT - PLANNING & MDLLING | Data Center Infrastructure Management (DCIM) Software | Data Center Operation | 51410 | 43698.5
WAOT-VL-00 | Advanced Operator Training for Galaxy VL |  |  | PARTNER TRAINING | Services | Training Services | 7635 | 6489.75
WAOT-VM-00 | Advanced Operator Training for Galaxy VM |  |  | PARTNER TRAINING | Services | Training Services | 8015 | 6812.75
WAOT-VS1-00 | Advanced Operator Training for Galaxy VS |  |  | PARTNER TRAINING | Services | Training Services | 7635 | 6489.75
WAOT-VX-00 | Advanced Operator Training for Galaxy VX |  |  | PARTNER TRAINING | Services | Training Services | 8015 | 6812.75
WAOTCOOLROOM | Advanced Operator Training for In-Room Cooling |  |  | SP COOLING INSTALL | Services | Training Services | 8655 | 7356.75
WAOTCR-SR-00 | Class Room Advanced Operator Training for SURT |  |  | PARTNER TRAINING | Services | Training Services | Call for Quote | Call for Quote
WAOTP-VX-00 | Advanced Operator Training for Galaxy VX Parallel |  |  | PARTNER TRAINING | Services | Training Services | 7635 | 6489.75
WTRAINING | Customer Training Service |  |  | SP POWER INSTALL | Services | Training Services | Call for Quote | Call for Quote
WTRNUF | Contractor Field Service Level Training for Uniflair |  |  | SP POWER INSTALL | Services | Training Services | Call for Quote | Call for Quote
ANS500 | CUSTOM 3RD PARTY PROFESSIONAL SERVICE |  |  | AUDIT & ASSESSMENT | Services | Data Center Assessment Services | Call for Quote | Call for Quote
QWASSESS | Assessment Service |  |  | AUDIT & ASSESSMENT | Services | Data Center Assessment Services | Call for Quote | Call for Quote
WQASSESS | Assessment Service |  |  | AUDIT & ASSESSMENT | Services | Data Center Assessment Services | Call for Quote | Call for Quote
WQENGINEER | Engineering Design Service |  |  | AUDIT & ASSESSMENT | Services | Data Center Assessment Services | Call for Quote | Call for Quote
AP9110 | EcoStruxure IT Advisor Capacity Perpetual License for 10 Racks |  |  | IT ADVISOR ON-PREM | Data Center Infrastructure Management (DCIM) Software | EcoStruxureâ„¢ IT Design CFD | 6210 | 5278.5
AP91100 | EcoStruxure IT Advisor Capacity Perpetual License for 100 Racks |  |  | IT ADVISOR ON-PREM | Data Center Infrastructure Management (DCIM) Software | EcoStruxureâ„¢ IT Design CFD | 49410 | 41998.5
AP91200 | EcoStruxure IT Advisor Capacity Perpetual License for 200 Racks |  |  | IT ADVISOR ON-PREM | Data Center Infrastructure Management (DCIM) Software | EcoStruxureâ„¢ IT Design CFD | 71820 | 61047
AP91500 | EcoStruxure IT Advisor Capacity Perpetual License for 500 Racks |  |  | IT ADVISOR ON-PREM | Data Center Infrastructure Management (DCIM) Software | EcoStruxureâ„¢ IT Design CFD | 148500 | 126225
CLBACNET | EcoStruxure IT Advisor: Cooling Optimize BACnet License |  |  | COOLING OPTIMZATION | Data Center Infrastructure Management (DCIM) Software | EcoStruxure IT Advisor: Cooling Optimize | 21.75 | 18.4875
CLCONTROL | EcoStruxure IT Advisor: Cooling Optimize Control Module |  |  | COOLING OPTIMZATION | Data Center Infrastructure Management (DCIM) Software | EcoStruxure IT Advisor: Cooling Optimize | 1785 | 1517.25
CLECFAN | EcoStruxure IT Advisor: Cooling Optimize EC Fan adapter |  |  | COOLING OPTIMZATION | Data Center Infrastructure Management (DCIM) Software | EcoStruxure IT Advisor: Cooling Optimize | 85 | 72.25
CLENGINE | EcoStruxure IT Advisor: Cooling Optimize Server |  |  | COOLING OPTIMZATION | Data Center Infrastructure Management (DCIM) Software | EcoStruxure IT Advisor: Cooling Optimize | 11185 | 9507.25
CLGATEWAY | EcoStruxure IT Advisor: Cooling Optimize Gateway |  |  | COOLING OPTIMZATION | Data Center Infrastructure Management (DCIM) Software | EcoStruxure IT Advisor: Cooling Optimize | 3095 | 2630.75
CLHUMID | EcoStruxure IT Advisor: Cooling Optimize Humidity Sensor |  |  | COOLING OPTIMZATION | Data Center Infrastructure Management (DCIM) Software | EcoStruxure IT Advisor: Cooling Optimize | 621 | 527.85
CLPOWER | EcoStruxure IT Advisor: Cooling Optimize Power Sensor |  |  | COOLING OPTIMZATION | Data Center Infrastructure Management (DCIM) Software | EcoStruxure IT Advisor: Cooling Optimize | 641 | 544.85
CLPRESSURE | EcoStruxure IT Advisor: Cooling Optimize Pressure Sensor |  |  | COOLING OPTIMZATION | Data Center Infrastructure Management (DCIM) Software | EcoStruxure IT Advisor: Cooling Optimize | 1090 | 926.5
CLTEMP | EcoStruxure IT Advisor: Cooling Optimize Temperature Sensor |  |  | COOLING OPTIMZATION | Data Center Infrastructure Management (DCIM) Software | EcoStruxure IT Advisor: Cooling Optimize | 524 | 445.4
QSFTWEKKHW | Third Party Sensors |  |  | COOLING OPTIMZATION | Data Center Infrastructure Management (DCIM) Software | EcoStruxure IT Advisor: Cooling Optimize | Call for Quote | Call for Quote
QSFTWVIGHW | Hardware Provided by Third party Software Provider |  |  | COOLING OPTIMZATION | Data Center Infrastructure Management (DCIM) Software | EcoStruxure IT Advisor: Cooling Optimize | Call for Quote | Call for Quote
QWSFTWDCV1 | Third Party Software DC Vision License 1 year |  |  | IT ADVISOR CLOUD | Data Center Infrastructure Management (DCIM) Software | EcoStruxureâ„¢ IT Advisor | Call for Quote | Call for Quote
QWSFTWDCV3 | Third Party Software DC Vision License 3 year |  |  | IT ADVISOR CLOUD | Data Center Infrastructure Management (DCIM) Software | EcoStruxureâ„¢ IT Advisor | Call for Quote | Call for Quote
QWSFTWDCV5 | Third Party Software DC Vision License 5 year |  |  | IT ADVISOR CLOUD | Data Center Infrastructure Management (DCIM) Software | EcoStruxureâ„¢ IT Advisor | Call for Quote | Call for Quote
QWSFTWEKK1 | Third Party Software Cooling Advisor License 1 year |  |  | IT ADVISOR CLOUD | Data Center Infrastructure Management (DCIM) Software | EcoStruxure IT Advisor: Cooling Optimize | Call for Quote | Call for Quote
QWSFTWEKK3 | Third Party Software Cooling Advisor License 3 year |  |  | IT ADVISOR CLOUD | Data Center Infrastructure Management (DCIM) Software | EcoStruxure IT Advisor: Cooling Optimize | Call for Quote | Call for Quote
QWSFTWEKK5 | Third Party Software Cooling Advisor License 5 year |  |  | IT ADVISOR CLOUD | Data Center Infrastructure Management (DCIM) Software | EcoStruxure IT Advisor: Cooling Optimize | Call for Quote | Call for Quote
QWSFTWVIGLIC | Third Party Software Perpetual License |  |  | COOLING OPTIMZATION | Data Center Infrastructure Management (DCIM) Software | EcoStruxure IT Advisor: Cooling Optimize | Call for Quote | Call for Quote
QWSFTWVIGSER | EcoStruxure Partner Service Provided by a Third Party |  |  | COOLING OPTIMZATION | Data Center Infrastructure Management (DCIM) Software | EcoStruxure IT Advisor: Cooling Optimize | Call for Quote | Call for Quote
QWSFTWVIGSUB1 | Third Party Software 1YR Subscription |  |  | COOLING OPTIMZATION | Data Center Infrastructure Management (DCIM) Software | EcoStruxure IT Advisor: Cooling Optimize | Call for Quote | Call for Quote
QWSFTWVIGSUB3 | Third Party Software 3YR Subscription |  |  | COOLING OPTIMZATION | Data Center Infrastructure Management (DCIM) Software | EcoStruxure IT Advisor: Cooling Optimize | Call for Quote | Call for Quote
QWSFTWVIGSUB4 | Third Party Software 4YR Subscription |  |  | COOLING OPTIMZATION | Data Center Infrastructure Management (DCIM) Software | EcoStruxure IT Advisor: Cooling Optimize | Call for Quote | Call for Quote
QWSFTWVIGSUB5 | Third Party Software 5YR Subscription |  |  | COOLING OPTIMZATION | Data Center Infrastructure Management (DCIM) Software | EcoStruxure IT Advisor: Cooling Optimize | Call for Quote | Call for Quote
QWSFTWVIGSUP1 | Third Party Software 1YR Support Contract |  |  | COOLING OPTIMZATION | Data Center Infrastructure Management (DCIM) Software | EcoStruxure IT Advisor: Cooling Optimize | Call for Quote | Call for Quote
QWSFTWVIGSUP3 | Third Party Software 3YR Support Contract |  |  | COOLING OPTIMZATION | Data Center Infrastructure Management (DCIM) Software | EcoStruxure IT Advisor: Cooling Optimize | Call for Quote | Call for Quote
QWSFTWVIGSUP4 | Third Party Software 4YR Support Contract |  |  | COOLING OPTIMZATION | Data Center Infrastructure Management (DCIM) Software | EcoStruxure IT Advisor: Cooling Optimize | Call for Quote | Call for Quote
QWSFTWVIGSUP5 | Third Party Software 5YR Support Contract |  |  | COOLING OPTIMZATION | Data Center Infrastructure Management (DCIM) Software | EcoStruxure IT Advisor: Cooling Optimize | Call for Quote | Call for Quote
SFTWCAP10R-DIGI | EcoStruxure IT Advisor Capacity 10 Rack Subscription License |  |  | DATA CENTER EXPERT | Data Center Infrastructure Management (DCIM) Software | EcoStruxureâ„¢ IT Design CFD | 2185 | 1857.25
SFTWCAP100R-DIGI | EcoStruxure IT Advisor Capacity 100 Rack Subscription License |  |  | DATA CENTER EXPERT | Data Center Infrastructure Management (DCIM) Software | EcoStruxureâ„¢ IT Design CFD | 25200 | 21420
SFTWCFD | Subscription, 1 year, CFD software for designing and optimizing data center cooling |  |  | IT ADVISOR CLOUD | Data Center Infrastructure Management (DCIM) Software | EcoStruxureâ„¢ IT Advisor | 19290 | 16396.5
SFTWCFDESSENTIAL | License, 1 month, CFD software for designing and optimizing data center cooling |  |  | IT ADVISOR CLOUD | Data Center Infrastructure Management (DCIM) Software | EcoStruxureâ„¢ IT Advisor | 7075 | 6013.75
SFTWCFDUNLIMITED | License, 3 months, CFD software for designing and optimizing data center cooling |  |  | IT ADVISOR CLOUD | Data Center Infrastructure Management (DCIM) Software | EcoStruxureâ„¢ IT Advisor | 9645 | 8198.25
SWDCO1RCAP-DIGI | EcoStruxure IT Advisor Capacity Perpetual License for 1 Rack |  |  | IT ADVISOR ON-PREM | Data Center Infrastructure Management (DCIM) Software | EcoStruxureâ„¢ IT Design CFD | 765 | 650.25
SWDCO2RCAP-DIGI | EcoStruxure IT Advisor Capacity Perpetual License for 2 Racks |  |  | IT ADVISOR ON-PREM | Data Center Infrastructure Management (DCIM) Software | EcoStruxureâ„¢ IT Design CFD | 1260 | 1071
SWDCO10RCL-DIGI | EcoStruxure IT Advisor: Cooling Optimize 10 Rack License |  |  | COOLING OPTIMZATION | Data Center Infrastructure Management (DCIM) Software | EcoStruxure IT Advisor: Cooling Optimize | 6495 | 5520.75
SWDCOBASECL-DIGI | EcoStruxure IT Advisor: Cooling Optimize Base Control SW |  |  | COOLING OPTIMZATION | Data Center Infrastructure Management (DCIM) Software | EcoStruxure IT Advisor: Cooling Optimize | 16240 | 13804
SWPLBA10R-DIGI | IT Advisor Perpetual License Base 10 Racks |  |  | IT ADVISOR ON-PREM | Data Center Infrastructure Management (DCIM) Software | EcoStruxureâ„¢ IT Advisor | 2700 | 2295
SWPLBA100R-DIGI | IT Advisor Perpetual License Base 100 Racks |  |  | IT ADVISOR ON-PREM | Data Center Infrastructure Management (DCIM) Software | EcoStruxureâ„¢ IT Advisor | 21600 | 18360
SWPLBA1000R-DIGI | IT Advisor Perpetual License Base 1000 Racks |  |  | IT ADVISOR ON-PREM | Data Center Infrastructure Management (DCIM) Software | EcoStruxureâ„¢ IT Advisor | 108000 | 91800
SWPLBAENT-DIGI | IT Advisor Perpetual Enterprise License Base |  |  | IT ADVISOR ON-PREM | Data Center Infrastructure Management (DCIM) Software | EcoStruxureâ„¢ IT Advisor | Call for Quote | Call for Quote
SWPLCA10R-DIGI | IT Advisor Perpetual License Capacity 10 Racks |  |  | IT ADVISOR ON-PREM | Data Center Infrastructure Management (DCIM) Software | EcoStruxureâ„¢ IT Advisor | 5400 | 4590
SWPLCA100R-DIGI | IT Advisor Perpetual License Capacity 100 Racks |  |  | IT ADVISOR ON-PREM | Data Center Infrastructure Management (DCIM) Software | EcoStruxureâ„¢ IT Advisor | 43200 | 36720
SWPLCA1000R-DIGI | IT Advisor Perpetual License Capacity 1000 Racks |  |  | IT ADVISOR ON-PREM | Data Center Infrastructure Management (DCIM) Software | EcoStruxureâ„¢ IT Advisor | 216000 | 183600
SWPLCAENT-DIGI | IT Advisor Perpetual Enterprise License Capacity |  |  | IT ADVISOR ON-PREM | Data Center Infrastructure Management (DCIM) Software | EcoStruxureâ„¢ IT Advisor | Call for Quote | Call for Quote
SWPLCH10R-DIGI | IT Advisor Perpetual License Change 10 Racks |  |  | IT ADVISOR ON-PREM | Data Center Infrastructure Management (DCIM) Software | EcoStruxureâ„¢ IT Advisor | 3240 | 2754
SWPLCH100R-DIGI | IT Advisor Perpetual License Change 100 Racks |  |  | IT ADVISOR ON-PREM | Data Center Infrastructure Management (DCIM) Software | EcoStruxureâ„¢ IT Advisor | 25920 | 22032
SWPLCH1000R-DIGI | IT Advisor Perpetual License Change 1000 Racks |  |  | IT ADVISOR ON-PREM | Data Center Infrastructure Management (DCIM) Software | EcoStruxureâ„¢ IT Advisor | 129600 | 110160
SWPLCHENT-DIGI | IT Advisor Perpetual Enterprise License Change |  |  | IT ADVISOR ON-PREM | Data Center Infrastructure Management (DCIM) Software | EcoStruxureâ„¢ IT Advisor | Call for Quote | Call for Quote
SWSABA1Y10R-DIGI | IT Advisor SaaS Subscription Base 1 Year 10 Racks |  |  | IT ADVISOR CLOUD | Data Center Infrastructure Management (DCIM) Software | EcoStruxureâ„¢ IT Advisor | 1300 | 1105
SWSABA1Y100R-DIGI | IT Advisor SaaS Subscription Base 1 Year 100 Racks |  |  | IT ADVISOR CLOUD | Data Center Infrastructure Management (DCIM) Software | EcoStruxureâ„¢ IT Advisor | 10370 | 8814.5
SWSABA1Y1000R-DIGI | IT Advisor SaaS Subscription Base 1 Year 1000 Racks |  |  | IT ADVISOR CLOUD | Data Center Infrastructure Management (DCIM) Software | EcoStruxureâ„¢ IT Advisor | 51840 | 44064
SWSABA3Y10R-DIGI | IT Advisor SaaS Subscription Base 3 Years 10 Racks |  |  | IT ADVISOR CLOUD | Data Center Infrastructure Management (DCIM) Software | EcoStruxureâ„¢ IT Advisor | 3500 | 2975
SWSABA3Y100R-DIGI | IT Advisor SaaS Subscription Base 3 Years 100 Racks |  |  | IT ADVISOR CLOUD | Data Center Infrastructure Management (DCIM) Software | EcoStruxureâ„¢ IT Advisor | 27995 | 23795.75
SWSABA3Y1000R-DIGI | IT Advisor SaaS Subscription Base 3 Years 1000 Racks |  |  | IT ADVISOR CLOUD | Data Center Infrastructure Management (DCIM) Software | EcoStruxureâ„¢ IT Advisor | 139970 | 118974.5
SWSABA5Y10R-DIGI | IT Advisor SaaS Subscription Base 5 Years 10 Racks |  |  | IT ADVISOR CLOUD | Data Center Infrastructure Management (DCIM) Software | EcoStruxureâ„¢ IT Advisor | 5185 | 4407.25
SWSABA5Y100R-DIGI | IT Advisor SaaS Subscription Base 5 Years 100 Racks |  |  | IT ADVISOR CLOUD | Data Center Infrastructure Management (DCIM) Software | EcoStruxureâ„¢ IT Advisor | 41475 | 35253.75
SWSABA5Y1000R-DIGI | IT Advisor SaaS Subscription Base 5 Years 1000 Racks |  |  | IT ADVISOR CLOUD | Data Center Infrastructure Management (DCIM) Software | EcoStruxureâ„¢ IT Advisor | 207360 | 176256
SWSACA1Y10R-DIGI | IT Advisor SaaS Subscription Capacity 1 Year 10 Racks |  |  | IT ADVISOR CLOUD | Data Center Infrastructure Management (DCIM) Software | EcoStruxureâ„¢ IT Advisor | 2595 | 2205.75
SWSACA1Y100R-DIGI | IT Advisor SaaS Subscription Capacity 1 Year 100 Racks |  |  | IT ADVISOR CLOUD | Data Center Infrastructure Management (DCIM) Software | EcoStruxureâ„¢ IT Advisor | 20740 | 17629
SWSACA1Y1000R-DIGI | IT Advisor SaaS Subscription Capacity 1 Year 1000 Racks |  |  | IT ADVISOR CLOUD | Data Center Infrastructure Management (DCIM) Software | EcoStruxureâ„¢ IT Advisor | 103680 | 88128
SWSACA3Y10R-DIGI | IT Advisor SaaS Subscription Capacity 3 Years 10 Racks |  |  | IT ADVISOR CLOUD | Data Center Infrastructure Management (DCIM) Software | EcoStruxureâ„¢ IT Advisor | 7000 | 5950
SWSACA3Y100R-DIGI | IT Advisor SaaS Subscription Capacity 3 Years 100 Racks |  |  | IT ADVISOR CLOUD | Data Center Infrastructure Management (DCIM) Software | EcoStruxureâ„¢ IT Advisor | 55990 | 47591.5
SWSACA3Y1000R-DIGI | IT Advisor SaaS Subscription Capacity 3 Years 1000 Racks |  |  | IT ADVISOR CLOUD | Data Center Infrastructure Management (DCIM) Software | EcoStruxureâ„¢ IT Advisor | 279940 | 237949
SWSACA5Y10R-DIGI | IT Advisor SaaS Subscription Capacity 5 Years 10 Racks |  |  | IT ADVISOR CLOUD | Data Center Infrastructure Management (DCIM) Software | EcoStruxureâ„¢ IT Advisor | 10370 | 8814.5
SWSACA5Y100R-DIGI | IT Advisor SaaS Subscription Capacity 5 Years 100 Racks |  |  | IT ADVISOR CLOUD | Data Center Infrastructure Management (DCIM) Software | EcoStruxureâ„¢ IT Advisor | 82945 | 70503.25
SWSACA5Y1000R-DIGI | IT Advisor SaaS Subscription Capacity 5 Years 1000 Racks |  |  | IT ADVISOR CLOUD | Data Center Infrastructure Management (DCIM) Software | EcoStruxureâ„¢ IT Advisor | 414720 | 352512
SWSACH1Y10R-DIGI | IT Advisor SaaS Subscription Change 1 Year 10 Racks |  |  | IT ADVISOR CLOUD | Data Center Infrastructure Management (DCIM) Software | EcoStruxureâ„¢ IT Advisor | 1560 | 1326
SWSACH1Y100R-DIGI | IT Advisor SaaS Subscription Change 1 Year 100 Racks |  |  | IT ADVISOR CLOUD | Data Center Infrastructure Management (DCIM) Software | EcoStruxureâ„¢ IT Advisor | 12445 | 10578.25
SWSACH1Y1000R-DIGI | IT Advisor SaaS Subscription Change 1 Year 1000 Racks |  |  | IT ADVISOR CLOUD | Data Center Infrastructure Management (DCIM) Software | EcoStruxureâ„¢ IT Advisor | 62210 | 52878.5
SWSACH3Y10R-DIGI | IT Advisor SaaS Subscription Change 3 Years 10 Racks |  |  | IT ADVISOR CLOUD | Data Center Infrastructure Management (DCIM) Software | EcoStruxureâ„¢ IT Advisor | 4200 | 3570
SWSACH3Y100R-DIGI | IT Advisor SaaS Subscription Change 3 Years 100 Racks |  |  | IT ADVISOR CLOUD | Data Center Infrastructure Management (DCIM) Software | EcoStruxureâ„¢ IT Advisor | 33595 | 28555.75
SWSACH3Y1000R-DIGI | IT Advisor SaaS Subscription Change 3 Years 1000 Racks |  |  | IT ADVISOR CLOUD | Data Center Infrastructure Management (DCIM) Software | EcoStruxureâ„¢ IT Advisor | 167965 | 142770.25
SWSACH5Y10R-DIGI | IT Advisor SaaS Subscription Change 5 Years 10 Racks |  |  | IT ADVISOR CLOUD | Data Center Infrastructure Management (DCIM) Software | EcoStruxureâ„¢ IT Advisor | 6225 | 5291.25
SWSACH5Y100R-DIGI | IT Advisor SaaS Subscription Change 5 Years 100 Racks |  |  | IT ADVISOR CLOUD | Data Center Infrastructure Management (DCIM) Software | EcoStruxureâ„¢ IT Advisor | 49770 | 42304.5
SWSACH5Y1000R-DIGI | IT Advisor SaaS Subscription Change 5 Years 1000 Racks |  |  | IT ADVISOR CLOUD | Data Center Infrastructure Management (DCIM) Software | EcoStruxureâ„¢ IT Advisor | 248835 | 211509.75
SWSUBA1Y10R-DIGI | IT Advisor On Prem Subscription Base 1 Year 10 Racks |  |  | Unknown | Data Center Infrastructure Management (DCIM) Software | EcoStruxureâ„¢ IT Advisor | 1080 | 918
SWSUBA1Y100R-DIGI | IT Advisor On Prem Subscription Base 1 Year 100 Racks |  |  | Unknown | Data Center Infrastructure Management (DCIM) Software | EcoStruxureâ„¢ IT Advisor | 8640 | 7344
SWSUBA1Y1000R-DIGI | IT Advisor On Prem Subscription Base 1 Year 1000 Racks |  |  | Unknown | Data Center Infrastructure Management (DCIM) Software | EcoStruxureâ„¢ IT Advisor | 43200 | 36720
SWSUBA3Y10R-DIGI | IT Advisor On Prem Subscription Base 3 Years 10 Racks |  |  | Unknown | Data Center Infrastructure Management (DCIM) Software | EcoStruxureâ„¢ IT Advisor | 2920 | 2482
SWSUBA3Y100R-DIGI | IT Advisor On Prem Subscription Base 3 Years 100 Racks |  |  | Unknown | Data Center Infrastructure Management (DCIM) Software | EcoStruxureâ„¢ IT Advisor | 23330 | 19830.5
SWSUBA3Y1000R-DIGI | IT Advisor On Prem Subscription Base 3 Years 1000 Racks |  |  | Unknown | Data Center Infrastructure Management (DCIM) Software | EcoStruxureâ„¢ IT Advisor | 116640 | 99144
SWSUBA5Y10R-DIGI | IT Advisor On Prem Subscription Base 5 Years 10 Racks |  |  | Unknown | Data Center Infrastructure Management (DCIM) Software | EcoStruxureâ„¢ IT Advisor | 4320 | 3672
SWSUBA5Y100R-DIGI | IT Advisor On Prem Subscription Base 5 Years 100 Racks |  |  | Unknown | Data Center Infrastructure Management (DCIM) Software | EcoStruxureâ„¢ IT Advisor | 34560 | 29376
SWSUBA5Y1000R-DIGI | IT Advisor On Prem Subscription Base 5 Years 1000 Racks |  |  | Unknown | Data Center Infrastructure Management (DCIM) Software | EcoStruxureâ„¢ IT Advisor | 172800 | 146880
SWSUCA1Y10R-DIGI | IT Advisor On Prem Subscription Capacity 1 Year 10 Racks |  |  | Unknown | Data Center Infrastructure Management (DCIM) Software | EcoStruxureâ„¢ IT Advisor | 2160 | 1836
SWSUCA1Y100R-DIGI | IT Advisor On Prem Subscription Capacity 1 Year 100 Racks |  |  | Unknown | Data Center Infrastructure Management (DCIM) Software | EcoStruxureâ„¢ IT Advisor | 17280 | 14688
SWSUCA1Y1000R-DIGI | IT Advisor On Prem Subscription Capacity 1 Year 1000 Racks |  |  | Unknown | Data Center Infrastructure Management (DCIM) Software | EcoStruxureâ„¢ IT Advisor | 86400 | 73440
SWSUCA3Y10R-DIGI | IT Advisor On Prem Subscription Capacity 3 Years 10 Racks |  |  | Unknown | Data Center Infrastructure Management (DCIM) Software | EcoStruxureâ„¢ IT Advisor | 5835 | 4959.75
SWSUCA3Y100R-DIGI | IT Advisor On Prem Subscription Capacity 3 Years 100 Racks |  |  | Unknown | Data Center Infrastructure Management (DCIM) Software | EcoStruxureâ„¢ IT Advisor | 46660 | 39661
SWSUCA3Y1000R-DIGI | IT Advisor On Prem Subscription Capacity 3 Years 1000 Racks |  |  | Unknown | Data Center Infrastructure Management (DCIM) Software | EcoStruxureâ„¢ IT Advisor | 233280 | 198288
SWSUCA5Y10R-DIGI | IT Advisor On Prem Subscription Capacity 5 Years 10 Racks |  |  | Unknown | Data Center Infrastructure Management (DCIM) Software | EcoStruxureâ„¢ IT Advisor | 8640 | 7344
SWSUCA5Y100R-DIGI | IT Advisor On Prem Subscription Capacity 5 Years 100 Racks |  |  | Unknown | Data Center Infrastructure Management (DCIM) Software | EcoStruxureâ„¢ IT Advisor | 69120 | 58752
SWSUCA5Y1000R-DIGI | IT Advisor On Prem Subscription Capacity 5 Years 1000 Racks |  |  | Unknown | Data Center Infrastructure Management (DCIM) Software | EcoStruxureâ„¢ IT Advisor | 345600 | 293760
SWSUCH1Y10R-DIGI | IT Advisor On Prem Subscription Change 1 Year 10 Racks |  |  | Unknown | Data Center Infrastructure Management (DCIM) Software | EcoStruxureâ„¢ IT Advisor | 1300 | 1105
SWSUCH1Y100R-DIGI | IT Advisor On Prem Subscription Change 1 Year 100 Racks |  |  | Unknown | Data Center Infrastructure Management (DCIM) Software | EcoStruxureâ„¢ IT Advisor | 10370 | 8814.5
SWSUCH1Y1000R-DIGI | IT Advisor On Prem Subscription Change 1 Year 1000 Racks |  |  | Unknown | Data Center Infrastructure Management (DCIM) Software | EcoStruxureâ„¢ IT Advisor | 51840 | 44064
SWSUCH3Y10R-DIGI | IT Advisor On Prem Subscription Change 3 Years 10 Racks |  |  | Unknown | Data Center Infrastructure Management (DCIM) Software | EcoStruxureâ„¢ IT Advisor | 3500 | 2975
SWSUCH3Y100R-DIGI | IT Advisor On Prem Subscription Change 3 Years 100 Racks |  |  | Unknown | Data Center Infrastructure Management (DCIM) Software | EcoStruxureâ„¢ IT Advisor | 27995 | 23795.75
SWSUCH3Y1000R-DIGI | IT Advisor On Prem Subscription Change 3 Years 1000 Racks |  |  | Unknown | Data Center Infrastructure Management (DCIM) Software | EcoStruxureâ„¢ IT Advisor | 139970 | 118974.5
SWSUCH5Y10R-DIGI | IT Advisor On Prem Subscription Change 5 Years 10 Racks |  |  | Unknown | Data Center Infrastructure Management (DCIM) Software | EcoStruxureâ„¢ IT Advisor | 5185 | 4407.25
SWSUCH5Y100R-DIGI | IT Advisor On Prem Subscription Change 5 Years 100 Racks |  |  | Unknown | Data Center Infrastructure Management (DCIM) Software | EcoStruxureâ„¢ IT Advisor | 41475 | 35253.75
SWSUCH5Y1000R-DIGI | IT Advisor On Prem Subscription Change 5 Years 1000 Racks |  |  | Unknown | Data Center Infrastructure Management (DCIM) Software | EcoStruxureâ„¢ IT Advisor | 207360 | 176256
WCAP1YR1R-DIGI | Data Center Operation: Capacity, 1 Year Software Support Contract, 1 Rack |  |  | SW SUPPORT CONTRACT - PLANNING & MDLLING | Data Center Infrastructure Management (DCIM) Software | EcoStruxureâ„¢ IT Design CFD | 141 | 119.85
WCL1M10R-DIGI | Data Center Operation: Cooling Optimize, 1 Month Software Support Contract, 10 Racks |  |  | SW SUPPORT CONTRACT - PLANNING & MDLLING | Data Center Infrastructure Management (DCIM) Software | EcoStruxure IT Advisor: Cooling Optimize | 78 | 66.3
WCL1M100R-DIGI | Data Center Operation: Cooling Optimize, 1 Month Software Support Contract, 100 Racks |  |  | SW SUPPORT CONTRACT - PLANNING & MDLLING | Data Center Infrastructure Management (DCIM) Software | EcoStruxure IT Advisor: Cooling Optimize | 779 | 662.15
WPLBA1Y10R-DIGI | IT Advisor Support Contract for Perpetual License Base 1 Year 10 Racks |  |  | SW SUPPORT CONTRACT - PLANNING & MDLLING | Data Center Infrastructure Management (DCIM) Software | EcoStruxureâ„¢ IT Advisor | 540 | 459
WPLBA1Y100R-DIGI | IT Advisor Support Contract for Perpetual License Base 1 Year 100 Racks |  |  | SW SUPPORT CONTRACT - PLANNING & MDLLING | Data Center Infrastructure Management (DCIM) Software | EcoStruxureâ„¢ IT Advisor | 4320 | 3672
WPLBA1Y1000R-DIGI | IT Advisor Support Contract for Perpetual License Base 1 Year 1000 Racks |  |  | SW SUPPORT CONTRACT - PLANNING & MDLLING | Data Center Infrastructure Management (DCIM) Software | EcoStruxureâ„¢ IT Advisor | 21600 | 18360
WPLBA1YENT-DIGI | IT Advisor Support Contract for Enterprise License Base 1 Year |  |  | SW SUPPORT CONTRACT - PLANNING & MDLLING | Data Center Infrastructure Management (DCIM) Software | EcoStruxureâ„¢ IT Advisor | Call for Quote | Call for Quote
WPLBA3Y10R-DIGI | IT Advisor Support Contract for Perpetual License Base 3 Years 10 Racks |  |  | SW SUPPORT CONTRACT - PLANNING & MDLLING | Data Center Infrastructure Management (DCIM) Software | EcoStruxureâ„¢ IT Advisor | 1460 | 1241
WPLBA3Y100R-DIGI | IT Advisor Support Contract for Perpetual License Base 3 Years 100 Racks |  |  | SW SUPPORT CONTRACT - PLANNING & MDLLING | Data Center Infrastructure Management (DCIM) Software | EcoStruxureâ„¢ IT Advisor | 11665 | 9915.25
WPLBA3Y1000R-DIGI | IT Advisor Support Contract for Perpetual License Base 3 Years 1000 Racks |  |  | SW SUPPORT CONTRACT - PLANNING & MDLLING | Data Center Infrastructure Management (DCIM) Software | EcoStruxureâ„¢ IT Advisor | 58320 | 49572
WPLBA3YENT-DIGI | IT Advisor Support Contract for Enterprise License Base 3 Years |  |  | SW SUPPORT CONTRACT - PLANNING & MDLLING | Data Center Infrastructure Management (DCIM) Software | EcoStruxureâ„¢ IT Advisor | Call for Quote | Call for Quote
WPLBA5Y10R-DIGI | IT Advisor Support Contract for Perpetual License Base 5 Years 10 Racks |  |  | SW SUPPORT CONTRACT - PLANNING & MDLLING | Data Center Infrastructure Management (DCIM) Software | EcoStruxureâ„¢ IT Advisor | 2160 | 1836
WPLBA5Y100R-DIGI | IT Advisor Support Contract for Perpetual License Base 5 Years 100 Racks |  |  | SW SUPPORT CONTRACT - PLANNING & MDLLING | Data Center Infrastructure Management (DCIM) Software | EcoStruxureâ„¢ IT Advisor | 17280 | 14688
WPLBA5Y1000R-DIGI | IT Advisor Support Contract for Perpetual License Base 5 Years 1000 Racks |  |  | SW SUPPORT CONTRACT - PLANNING & MDLLING | Data Center Infrastructure Management (DCIM) Software | EcoStruxureâ„¢ IT Advisor | 86400 | 73440
WPLBA5YENT-DIGI | IT Advisor Support Contract for Enterprise License Base 5 Years |  |  | SW SUPPORT CONTRACT - PLANNING & MDLLING | Data Center Infrastructure Management (DCIM) Software | EcoStruxureâ„¢ IT Advisor | Call for Quote | Call for Quote
WPLCA1Y10R-DIGI | IT Advisor Support Contract for Perpetual License Capacity 1 Year 10 Racks |  |  | SW SUPPORT CONTRACT - PLANNING & MDLLING | Data Center Infrastructure Management (DCIM) Software | EcoStruxureâ„¢ IT Advisor | 1080 | 918
WPLCA1Y100R-DIGI | IT Advisor Support Contract for Perpetual License Capacity 1 Year 100 Racks |  |  | SW SUPPORT CONTRACT - PLANNING & MDLLING | Data Center Infrastructure Management (DCIM) Software | EcoStruxureâ„¢ IT Advisor | 8640 | 7344
WPLCA1Y1000R-DIGI | IT Advisor Support Contract for Perpetual License Capacity 1 Year 1000 Racks |  |  | SW SUPPORT CONTRACT - PLANNING & MDLLING | Data Center Infrastructure Management (DCIM) Software | EcoStruxureâ„¢ IT Advisor | 43200 | 36720
WPLCA1YENT-DIGI | IT Advisor Support Contract for Enterprise License Capacity 1 Year |  |  | SW SUPPORT CONTRACT - PLANNING & MDLLING | Data Center Infrastructure Management (DCIM) Software | EcoStruxureâ„¢ IT Advisor | Call for Quote | Call for Quote
WPLCA3Y10R-DIGI | IT Advisor Support Contract for Perpetual License Capacity 3 Years 10 Racks |  |  | SW SUPPORT CONTRACT - PLANNING & MDLLING | Data Center Infrastructure Management (DCIM) Software | EcoStruxureâ„¢ IT Advisor | 2920 | 2482
WPLCA3Y100R-DIGI | IT Advisor Support Contract for Perpetual License Capacity 3 Years 100 Racks |  |  | SW SUPPORT CONTRACT - PLANNING & MDLLING | Data Center Infrastructure Management (DCIM) Software | EcoStruxureâ„¢ IT Advisor | 23330 | 19830.5
WPLCA3Y1000R-DIGI | IT Advisor Support Contract for Perpetual License Capacity 3 Years 1000 Racks |  |  | SW SUPPORT CONTRACT - PLANNING & MDLLING | Data Center Infrastructure Management (DCIM) Software | EcoStruxureâ„¢ IT Advisor | 116640 | 99144
WPLCA3YENT-DIGI | IT Advisor Support Contract for Enterprise License Capacity 3 Years |  |  | SW SUPPORT CONTRACT - PLANNING & MDLLING | Data Center Infrastructure Management (DCIM) Software | EcoStruxureâ„¢ IT Advisor | Call for Quote | Call for Quote
WPLCA5Y10R-DIGI | IT Advisor Support Contract for Perpetual License Capacity 5 Years 10 Racks |  |  | SW SUPPORT CONTRACT - PLANNING & MDLLING | Data Center Infrastructure Management (DCIM) Software | EcoStruxureâ„¢ IT Advisor | 4320 | 3672
WPLCA5Y100R-DIGI | IT Advisor Support Contract for Perpetual License Capacity 5 Years 100 Racks |  |  | SW SUPPORT CONTRACT - PLANNING & MDLLING | Data Center Infrastructure Management (DCIM) Software | EcoStruxureâ„¢ IT Advisor | 34560 | 29376
WPLCA5Y1000R-DIGI | IT Advisor Support Contract for Perpetual License Capacity 5 Years 1000 Racks |  |  | SW SUPPORT CONTRACT - PLANNING & MDLLING | Data Center Infrastructure Management (DCIM) Software | EcoStruxureâ„¢ IT Advisor | 172800 | 146880
WPLCA5YENT-DIGI | IT Advisor Support Contract for Enterprise License Capacity 5 Years |  |  | SW SUPPORT CONTRACT - PLANNING & MDLLING | Data Center Infrastructure Management (DCIM) Software | EcoStruxureâ„¢ IT Advisor | Call for Quote | Call for Quote
WPLCH1Y10R-DIGI | IT Advisor Support Contract for Perpetual License Change 1 Year 10 Racks |  |  | SW SUPPORT CONTRACT - PLANNING & MDLLING | Data Center Infrastructure Management (DCIM) Software | EcoStruxureâ„¢ IT Advisor | 648 | 550.8
WPLCH1Y100R-DIGI | IT Advisor Support Contract for Perpetual License Change 1 Year 100 Racks |  |  | SW SUPPORT CONTRACT - PLANNING & MDLLING | Data Center Infrastructure Management (DCIM) Software | EcoStruxureâ„¢ IT Advisor | 5185 | 4407.25
WPLCH1Y1000R-DIGI | IT Advisor Support Contract for Perpetual License Change 1 Year 1000 Racks |  |  | SW SUPPORT CONTRACT - PLANNING & MDLLING | Data Center Infrastructure Management (DCIM) Software | EcoStruxureâ„¢ IT Advisor | 25920 | 22032
WPLCH1YENT-DIGI | IT Advisor Support Contract for Enterprise License Change 1 Year |  |  | SW SUPPORT CONTRACT - PLANNING & MDLLING | Data Center Infrastructure Management (DCIM) Software | EcoStruxureâ„¢ IT Advisor | Call for Quote | Call for Quote
WPLCH3Y10R-DIGI | IT Advisor Support Contract for Perpetual License Change 3 Years 10 Racks |  |  | SW SUPPORT CONTRACT - PLANNING & MDLLING | Data Center Infrastructure Management (DCIM) Software | EcoStruxureâ„¢ IT Advisor | 1750 | 1487.5
WPLCH3Y100R-DIGI | IT Advisor Support Contract for Perpetual License Change 3 Years 100 Racks |  |  | SW SUPPORT CONTRACT - PLANNING & MDLLING | Data Center Infrastructure Management (DCIM) Software | EcoStruxureâ„¢ IT Advisor | 14000 | 11900
WPLCH3Y1000R-DIGI | IT Advisor Support Contract for Perpetual License Change 3 Years 1000 Racks |  |  | SW SUPPORT CONTRACT - PLANNING & MDLLING | Data Center Infrastructure Management (DCIM) Software | EcoStruxureâ„¢ IT Advisor | 69985 | 59487.25
WPLCH3YENT-DIGI | IT Advisor Support Contract for Enterprise License Change 3 Years |  |  | SW SUPPORT CONTRACT - PLANNING & MDLLING | Data Center Infrastructure Management (DCIM) Software | EcoStruxureâ„¢ IT Advisor | Call for Quote | Call for Quote
WPLCH5Y10R-DIGI | IT Advisor Support Contract for Perpetual License Change 5 Years 10 Racks |  |  | SW SUPPORT CONTRACT - PLANNING & MDLLING | Data Center Infrastructure Management (DCIM) Software | EcoStruxureâ„¢ IT Advisor | 2595 | 2205.75
WPLCH5Y100R-DIGI | IT Advisor Support Contract for Perpetual License Change 5 Years 100 Racks |  |  | SW SUPPORT CONTRACT - PLANNING & MDLLING | Data Center Infrastructure Management (DCIM) Software | EcoStruxureâ„¢ IT Advisor | 20740 | 17629
WPLCH5Y1000R-DIGI | IT Advisor Support Contract for Perpetual License Change 5 Years 1000 Racks |  |  | SW SUPPORT CONTRACT - PLANNING & MDLLING | Data Center Infrastructure Management (DCIM) Software | EcoStruxureâ„¢ IT Advisor | 103680 | 88128
WPLCH5YENT-DIGI | IT Advisor Support Contract for Enterprise License Change 5 Years |  |  | SW SUPPORT CONTRACT - PLANNING & MDLLING | Data Center Infrastructure Management (DCIM) Software | EcoStruxureâ„¢ IT Advisor | Call for Quote | Call for Quote
PPS330 | Schneider OffGrid Portable Power Station 330, 120V, 332Wh Lithium-ion, 2 NEMA, Sinewave |  |  | BACK-UPS | Portable Power Station | Schneider OffGrid | 486 | 413.1
PPS500 | Schneider OffGrid Portable Power Station 500, 120V, 516.6Wh Lithium-ion, 3 NEMA, Sinewave |  |  | BACK-UPS | Portable Power Station | Schneider OffGrid | 785 | 667.25
PPS730 | Schneider OffGrid Portable Power Station 730, 120V, 738Wh Lithium-ion, 3 NEMA, Sinewave |  |  | BACK-UPS | Portable Power Station | Schneider OffGrid | 991 | 842.35
PSP100 | Schneider OffGrid Portable Solar Panel, 100W |  |  | BACK-UPS | Portable Power Station | Schneider OffGrid | 455 | 386.75
PSP200 | Schneider OffGrid Portable Solar Panel, 200W |  |  | BACK-UPS | Portable Power Station | Schneider OffGrid | 761 | 646.85
PFMIEQ | Custom Single IT Module – Easy range |  |  | IT MODULES | Prefabricated Data Center Modules | Power Module | Call for Quote | Call for Quote
QPFMP | 3rd party production Power Module/Skid |  |  | IT MODULES | Prefabricated Data Center Modules | Power Module | Call for Quote | Call for Quote
ANS356 | CUSTOM 3RD PARTY INTERVENTION SERVICE |  |  | PROACTIVE SRV & INSP | Services | Out of Warranty Service | Call for Quote | Call for Quote
CSRV1YR353 | CUSTOM MAINTENANCE SERVICE CONTRACT |  |  | 3PH&BATT CLASSC CONTR | Services | On Site Service | Call for Quote | Call for Quote
INSRV356 | CUSTOM INTERNAL INTERVENTION SERVICE |  |  | PROACTIVE SRV & INSP | Services | On Site Service | Call for Quote | Call for Quote
QWCBM | Custom Exchange Service Progam for Single Phase Products |  |  | PROACTIVE SRV & INSP | Services | Out of Warranty Service | Call for Quote | Call for Quote
QWCBR | Third Party Battery Maintenance/Replacement Service Contract |  |  | 3PH&BATT CLASSC CONTR | Services | On Site Service | Call for Quote | Call for Quote
QWCMD | Custom Monitoring and Dispatch Services |  |  | FAMILY OTHER FOR SPIBS | Services | On Site Service | Call for Quote | Call for Quote
QWOEMPARTS | Miscellaneous OEM parts for Authorized 3rd party provider non-contract fulfillment |  |  | SP POWER BREAKFIX | Services | On Site Service | Call for Quote | Call for Quote
QWPFDCPARTS | Miscellaneous PFDC parts for Authorized 3rd party provider non-contract fulfillment |  |  | PREFAB INSTALL SVCS | Services | On Site Service | Call for Quote | Call for Quote
QWPFSOD | Miscellaneous non-contract Service On Demand for (1) PFDC System - PO Out |  |  | PREFAB INSTALL SVCS | Services | On Site Service | Call for Quote | Call for Quote
QWSC | Third Party Custom Quoted Service Contract |  |  | SP OTHER CONTRACT | Services | On Site Service | Call for Quote | Call for Quote
QWSRV | Miscellaneous Service SKU |  |  | SP POWER BREAKFIX | Services | On Site Service | Call for Quote | Call for Quote
QWXBUASCO | XBU ASCO Srvc Contract |  |  | VENDOR MGMT SERVICES | Services | On Site Service | Call for Quote | Call for Quote
QWXBUASCOMOD | XBU ASCO Modernization Service |  |  | VENDOR MGMT SERVICES | Services | On Site Service | Call for Quote | Call for Quote
QWXBUASCOOD | XBU ASCO On Demand Service |  |  | VENDOR MGMT SERVICES | Services | On Site Service | Call for Quote | Call for Quote
QWXBUASCOPARTS | XBU ASCO Service Parts |  |  | VENDOR MGMT SERVICES | Services | On Site Service | Call for Quote | Call for Quote
QWXBUBLDNGCNTRCT | XBU Bldng Service Contract |  |  | VENDOR MGMT SERVICES | Services | On Site Service | Call for Quote | Call for Quote
QWXBUBLDNGSA | XBU Bldng Stand alone Service |  |  | VENDOR MGMT SERVICES | Services | On Site Service | Call for Quote | Call for Quote
QWXBUBLDNGSPARTS | XBU Bldng Service Parts |  |  | VENDOR MGMT SERVICES | Services | On Site Service | Call for Quote | Call for Quote
QWXBUDPIBS | XBU Digital Power IBS |  |  | DP SERVICES - DPIBS - EMDESER | Services | On Site Service | Call for Quote | Call for Quote
QWXBUDPIBSHRD | XBU Digital Power IBS Hardware |  |  | VENDOR MGMT SERVICES | Services | On Site Service | Call for Quote | Call for Quote
QWXBUDPIBSPQ | XBU Digital Power IBS Power Quality |  |  | VENDOR MGMT SERVICES | Services | On Site Service | Call for Quote | Call for Quote
QWXBUDPIBSSFT | XBU Digital Power IBS Software |  |  | VENDOR MGMT SERVICES | Services | On Site Service | Call for Quote | Call for Quote
QWXBUDPIBSSRV | XBU Digital Power IBS Service |  |  | VENDOR MGMT SERVICES | Services | On Site Service | Call for Quote | Call for Quote
QWXBUINDMOD | XBU Industry Moderization Service |  |  | VENDOR MGMT SERVICES | Services | On Site Service | Call for Quote | Call for Quote
QWXBUINDSPARTS | XBU Industry Service Parts |  |  | VENDOR MGMT SERVICES | Services | On Site Service | Call for Quote | Call for Quote
QWXBUPARTS | ITD XBU Spare Parts |  |  | VENDOR MGMT SERVICES | Services | On Site Service | Call for Quote | Call for Quote
QWXBUPARTSSPAAS | Spare Part as a Service |  |  | VENDOR MGMT SERVICES | Services | On Site Service | Call for Quote | Call for Quote
QWXBUPMECNTRCT | XBU PME Service Contract |  |  | VENDOR MGMT SERVICES | Services | On Site Service | Call for Quote | Call for Quote
QWXBUPMESA | XBU PME Stand alone Service |  |  | VENDOR MGMT SERVICES | Services | On Site Service | Call for Quote | Call for Quote
QWXBUPMESPARTS | XBU PME Service Parts |  |  | VENDOR MGMT SERVICES | Services | On Site Service | Call for Quote | Call for Quote
WADVPLUS-AX-31 | (1) Year Advantage Plus Service Plan for NetworkAIR CM A/W/G/PC with OHE |  |  | SP COOL CLSSC CONTRACT | Services | On Site Service | 4440 | 3774
WADVPLUS-PX-39 | (1) Year Advantage Plus Service Plan for (1) Symmetra PX UPS 90kVA 100 and/or PDU |  |  | 3PH&BATT CLASSC CONTR | Services | On Site Service | 8535 | 7254.75
WADVPRIME-E8-11 | (1) Year Advantage Prime Service Plan for (1) EPS 8000 1100 to 1125 kVA UPS |  |  | 3PH&BATT CLASSC CONTR | Services | On Site Service | 17205 | 14624.25
WADVPRIME-E8-80 | (1) Year Advantage Prime Service Plan for (1) EPS 8000 625 to 800 kVA UPS |  |  | 3PH&BATT CLASSC CONTR | Services | On Site Service | 14215 | 12082.75
WADVPRIME-PX-39 | (1) Year Advantage Prime Service Plan for (1) Symmetra PX UPS 90kVA 100 and/or PDU |  |  | 3PH&BATT CLASSC CONTR | Services | On Site Service | 9480 | 8058
WAGSTRAVEL | AGS TRAVEL |  |  | PROACTIVE SRV & INSP | Services | Out of Warranty Service | Call for Quote | Call for Quote
WFULLDAYSTNDBYNBH | Full Day Service Standby Labor Only during Normal Business Hours |  |  | PROACTIVE SRV & INSP | Services | On Site Service | 5640 | 4794
WFULLDAYSTNDBYONBH | Full Day Service Standby Labor Only Outside Normal Business Hours |  |  | PROACTIVE SRV & INSP | Services | On Site Service | 8460 | 7191
WHALFDAYSTNDBYNBH | Half Day Service Standby Labor Only during Normal Business Hours |  |  | PROACTIVE SRV & INSP | Services | On Site Service | 3595 | 3055.75
WHALFDAYSTNDBYONBH | Half Day Service Standby Labor Only Outside Normal Business Hours |  |  | PROACTIVE SRV & INSP | Services | On Site Service | 5385 | 4577.25
WMPMV5X8-AX-26 | Monthly Preventative Maintenance 5x8 (1) InfraStruXure InRow RC Chilled Water |  |  | SP COOL CLSSC CONTRACT | Services | On Site Service | 25360 | 21556
WONSITE4HR-SY-11 | 1 Year 4-Hour Response On-Site Service for Symmetra, Matrix-UPS, SUDP |  |  | 1PH CLASSIC CONTRACT | Services | On Site Service | 3100 | 2635
WOOWREP | OUT OF WARRANTY REPAIR |  |  | PROACTIVE SRV & INSP | Services | Out of Warranty Service | Call for Quote | Call for Quote
WQCBR | Battery Maintenance/Replacement Service Contract |  |  | 3PH&BATT CLASSC CONTR | Services | On Site Service | Call for Quote | Call for Quote
WQPFSOD | Miscellaneous non-contract Service On Demand for (1) PFDC System |  |  | PREFAB INSTALL SVCS | Services | On Site Service | Call for Quote | Call for Quote
WQSC | Custom quoted service contract |  |  | SP OTHER CONTRACT | Services | On Site Service | Call for Quote | Call for Quote
WQSC-EQ-00 | Custom quoted service contract for EPS product |  |  | 3PH&BATT CLASSC CONTR | Services | On Site Service | Call for Quote | Call for Quote
WQSC-GQ-00 | Custom quoted service contract for Galaxy Products |  |  | 3PH&BATT CLASSC CONTR | Services | On Site Service | Call for Quote | Call for Quote
WQSC-MP-00 | Custom quoted service contract for (1) MGE product |  |  | 3PH&BATT CLASSC CONTR | Services | On Site Service | Call for Quote | Call for Quote
WQSC-PM-00 | Custom quoted service contract for PMM |  |  | 3PH&BATT CLASSC CONTR | Services | On Site Service | Call for Quote | Call for Quote
WSRV | MISCELLANEOUS SERVICE SKU |  |  | SP POWER BREAKFIX | Services | Out of Warranty Service | Call for Quote | Call for Quote
WSRVCBI-ANN | Service Contract Bi-Annual Billing Fee |  |  | 3PH&BATT CLASSC CONTR | Services | On Site Service | Call for Quote | Call for Quote
WSRVCMONTHLY | Service Contract Monthly Billing Fee |  |  | 3PH&BATT CLASSC CONTR | Services | On Site Service | Call for Quote | Call for Quote
WSRVCQUARTERLY | Service Contract Quarterly Billing Fee |  |  | 3PH&BATT CLASSC CONTR | Services | On Site Service | Call for Quote | Call for Quote
WSTRTUP-AE-25 | Startup Service for (1) IAEC25 250Kw Cooling Unit |  |  | SP COOLING INSTALL | Services | Start-Up Service | 3090 | 2626.5
WDCUILTCOURSES | Data Center University Instructor Lead Training without examination |  |  | AUDIT & ASSESSMENT | Services | Data Center University | Call for Quote | Call for Quote
AP9513 | MEASURE-UPS SWITCH KIT |  |  | NETBOTZ SW ACCESSORIES | Racks and Accessories | NetShelter Enclosure Components | 164 | 139.4
AR7000A | NetShelter SX 42U 600mm Wide Perforated Curved Door Black |  |  | RACKS AND ENCLOSURES | Racks and Accessories | NetShelter Enclosure Components | 594 | 504.9
AR7003 | NetShelter SX Colocation 20U 600mm Wide Perforated Curved Door Black |  |  | RACKS AND ENCLOSURES | Racks and Accessories | NetShelter Enclosure Components | 612 | 520.2
AR7005 | NetShelter SX 45U 600mm Wide Perforated Curved Door Black |  |  | RACKS AND ENCLOSURES | Racks and Accessories | NetShelter Enclosure Components | 632 | 537.2
AR7050A | NetShelter SX 42U 750mm Wide Perforated Curved Door Black |  |  | RACKS AND ENCLOSURES | Racks and Accessories | NetShelter Enclosure Components | 667 | 566.95
AR7055 | NetShelter SX 45U 750mm Wide Perforated Curved Door Black |  |  | RACKS AND ENCLOSURES | Racks and Accessories | NetShelter Enclosure Components | 735 | 624.75
AR7057A | NetShelter SX 48U 750mm Wide Perforated Curved Door Black |  |  | RACKS AND ENCLOSURES | Racks and Accessories | NetShelter Enclosure Components | 752 | 639.2
AR7060 | NetShelter SX 12U 600mm Wide Perforated Curved Door Black |  |  | RACKS AND ENCLOSURES | Racks and Accessories | NetShelter Enclosure Components | 432 | 367.2
AR7061 | NetShelter SX 18U 600mm Wide Perforated Curved Door Black |  |  | RACKS AND ENCLOSURES | Racks and Accessories | NetShelter Enclosure Components | 481 | 408.85
AR7100 | NetShelter SX 42U 600mm Wide Perforated Split Doors Black |  |  | RACKS AND ENCLOSURES | Racks and Accessories | NetShelter Enclosure Components | 589 | 500.65
AR7103 | NetShelter SX Colocation 20U 600mm Wide Perforated Split Doors Black |  |  | UNIFLAIR ROOM COOLING | Racks and Accessories | NetShelter Enclosure Components | 539 | 458.15
AR7105 | NetShelter SX 45U 600mm Wide Perforated Split Doors Black |  |  | RACKS AND ENCLOSURES | Racks and Accessories | NetShelter Enclosure Components | 637 | 541.45
AR7107 | NetShelter SX 48U 600mm Wide Perforated Split Doors Black |  |  | RACKS AND ENCLOSURES | Racks and Accessories | NetShelter Enclosure Components | 712 | 605.2
AR7150 | NetShelter SX 42U 750mm Wide Perforated Split Doors Black |  |  | RACKS AND ENCLOSURES | Racks and Accessories | NetShelter Enclosure Components | 762 | 647.7
AR7155 | NetShelter SX 45U 750mm Wide Perforated Split Doors Black |  |  | RACKS AND ENCLOSURES | Racks and Accessories | NetShelter Enclosure Components | 878 | 746.3
AR7157 | NetShelter SX 48U 750mm Wide Perforated Split Doors Black |  |  | RACKS AND ENCLOSURES | Racks and Accessories | NetShelter Enclosure Components | 928 | 788.8
AR7160 | NetShelter SX 12U 600mm Wide Perforated Split Doors Black |  |  | RACKS AND ENCLOSURES | Racks and Accessories | NetShelter Enclosure Components | 481 | 408.85
AR7161 | NetShelter SX 18U 600mm Wide Perforated Split Doors Black |  |  | RACKS AND ENCLOSURES | Racks and Accessories | NetShelter Enclosure Components | 506 | 430.1
AR7201 | NetShelter SX 600mm Wide x 1070mm Deep Standard Roof Black |  |  | RACKS AND ENCLOSURES | Racks and Accessories | NetShelter Enclosure Components | 262 | 222.7
AR7201A | NetShelter SX 600mm Wide x 1070mm Deep Performance Roof Black |  |  | RACKS AND ENCLOSURES | Racks and Accessories | NetShelter Enclosure Components | 262 | 222.7
AR7202 | Roof Match Kit for SX to VX, 750mm |  |  | RACKS AND ENCLOSURES | Racks and Accessories | NetShelter Enclosure Components | 602 | 511.7
AR7203 | Roof Match Kit for SX to VX, 600mm |  |  | RACKS AND ENCLOSURES | Racks and Accessories | NetShelter Enclosure Components | 511 | 434.35
AR7209 | NetShelter SX Trough and Partition Roof Bridge |  |  | RACKS AND ENCLOSURES | Racks and Accessories | NetShelter Cable Management | 146 | 124.1
AR7211 | NetShelter SX 600mm Wide x 1200mm Deep Roof |  |  | RACKS AND ENCLOSURES | Racks and Accessories | NetShelter Enclosure Components | 481 | 408.85
AR7211A | NetShelter SX 600mm Wide x 1200mm Deep Performance Roof Black |  |  | RACKS AND ENCLOSURES | Racks and Accessories | NetShelter Enclosure Components | 629 | 534.65
AR7212 | NetShelter SX 750mm Wide x 1200mm Deep Roof |  |  | RACKS AND ENCLOSURES | Racks and Accessories | NetShelter Enclosure Components | 509 | 432.65
AR7212A | NetShelter SX 750mm Wide x 1200mm Deep Performance Roof Black |  |  | RACKS AND ENCLOSURES | Racks and Accessories | NetShelter Enclosure Components | 509 | 432.65
AR7251 | NetShelter SX 750mm Wide x 1070mm Deep Standard Roof Black |  |  | RACKS AND ENCLOSURES | Racks and Accessories | NetShelter Enclosure Components | 498 | 423.3
AR7251A | NetShelter SX 750mm Wide x 1070mm Deep Performance Roof Black |  |  | RACKS AND ENCLOSURES | Racks and Accessories | NetShelter Enclosure Components | 498 | 423.3
AR7252 | NetShelter SX 750mm Wide x 1070mm Deep Networking Roof |  |  | RACKS AND ENCLOSURES | Racks and Accessories | NetShelter Enclosure Components | 592 | 503.2
AR7252W | NetShelter SX 750mm Wide x 1070mm Deep Networking Roof SE White |  |  | RACKS AND ENCLOSURES | Racks and Accessories | NetShelter Enclosure Components | 865 | 735.25
AR7260 | NetShelter SX 12U/18U Roof 900mm Deep Black |  |  | RACKS AND ENCLOSURES | Racks and Accessories | NetShelter Enclosure Components | 395 | 335.75
AR7261 | NetShelter SX 12U/18U Roof 1070mm Deep Black |  |  | RACKS AND ENCLOSURES | Racks and Accessories | NetShelter Enclosure Components | 407 | 345.95
AR7301 | NetShelter SX 42U 1070mm Deep Split Side Panels Black Qty 2 |  |  | RACKS AND ENCLOSURES | Racks and Accessories | NetShelter Enclosure Components | 544 | 462.4
AR7303 | NetShelter SX 42U 1200mm Deep Split Side Panels Qty. (2) |  |  | RACKS AND ENCLOSURES | Racks and Accessories | NetShelter Enclosure Components | 1005 | 854.25
AR7304 | NetShelter SX 48U 1200mm Deep Split Side Panels Qty. (2) |  |  | RACKS AND ENCLOSURES | Racks and Accessories | NetShelter Enclosure Components | 1070 | 909.5
AR7304W | NetShelter SX 48U 1200mm Deep Split Side Panels Qty. (2), SE White |  |  | RACKS AND ENCLOSURES | Racks and Accessories | NetShelter Enclosure Components | 1070 | 909.5
AR7305A | NetShelter SX 42U 1070 Split Feed Through Side Panels Black Qty 2 |  |  | RACKS AND ENCLOSURES | Racks and Accessories | NetShelter Enclosure Components | 1235 | 1049.75
AR7307 | NetShelter SX 45U 1070mm Deep Split Side Panels Black Qty 2 |  |  | RACKS AND ENCLOSURES | Racks and Accessories | NetShelter Enclosure Components | 689 | 585.65
AR7308 | NetShelter SX 45U 1200mm Deep Split Side Panels Black Qty 2 |  |  | RACKS AND ENCLOSURES | Racks and Accessories | NetShelter Enclosure Components | 1045 | 888.25
AR7313 | NetShelter SX 42U 1200 Split Feed Through Side Panels Black Qty 2 |  |  | RACKS AND ENCLOSURES | Racks and Accessories | NetShelter Enclosure Components | 1210 | 1028.5
AR7314 | NetShelter SX 48U 1200 Split Feed Through Side Panels Black Qty 2 |  |  | RACKS AND ENCLOSURES | Racks and Accessories | NetShelter Enclosure Components | 1345 | 1143.25
AR7315 | NetShelter SX 45U 1070 Split Feed Through Side Panels Black Qty 2 |  |  | RACKS AND ENCLOSURES | Racks and Accessories | NetShelter Enclosure Components | 909 | 772.65
AR7316 | NetShelter SX 45U 1200 Split Feed Through Side Panels Black Qty 2 |  |  | RACKS AND ENCLOSURES | Racks and Accessories | NetShelter Enclosure Components | 1130 | 960.5
AR7360 | NetShelter SX 12U 900mm Deep Side Panel (Qty 1) |  |  | RACKS AND ENCLOSURES | Racks and Accessories | NetShelter Enclosure Components | 531 | 451.35
AR7361 | NetShelter SX 18U 900mm Deep Side Panel (Qty 1) |  |  | RACKS AND ENCLOSURES | Racks and Accessories | NetShelter Enclosure Components | 679 | 577.15
AR7362 | NetShelter SX 12U 1070mm Deep Side Panel (Qty 1) |  |  | RACKS AND ENCLOSURES | Racks and Accessories | NetShelter Enclosure Components | 555 | 471.75
AR7363 | NetShelter SX 18U 1070mm Deep Side Panel (Qty 1) |  |  | RACKS AND ENCLOSURES | Racks and Accessories | NetShelter Enclosure Components | 703 | 597.55
AR7371 | NetShelter SX 48U 1070mm Deep Split Side Panels Black Qty 2 |  |  | RACKS AND ENCLOSURES | Racks and Accessories | NetShelter Enclosure Components | 561 | 476.85
AR7375 | NetShelter SX 48U 1070 Split Feed Through Side Panels Black Qty 2 |  |  | RACKS AND ENCLOSURES | Racks and Accessories | NetShelter Enclosure Components | 1280 | 1088
AR7502 | Vertical Cable Organizer, NetShelter SX, 42U (Qty. 2) |  |  | RACKS AND ENCLOSURES | Racks and Accessories | NetShelter Cable Management | 218 | 185.3
AR7503 | NetShelter SX 42U 600mm Wide Recessed Rail Kit |  |  | RACKS AND ENCLOSURES | Racks and Accessories | NetShelter Shelving & Mounting Accessories | 247 | 209.95
AR7504 | NetShelter SX 48U 600mm Wide Recessed Rail Kit |  |  | RACKS AND ENCLOSURES | Racks and Accessories | NetShelter Shelving & Mounting Accessories | 270 | 229.5
AR7505 | Vertical Cable Organizer, Center Rear Mount, NetShelter SX |  |  | RACKS AND ENCLOSURES | Racks and Accessories | NetShelter Cable Management | 300 | 255
AR7508 | NetShelter SX 42U 750mm Wide Recessed Rail Kit |  |  | RACKS AND ENCLOSURES | Racks and Accessories | NetShelter Shelving & Mounting Accessories | 332 | 282.2
AR7510 | "NetShelter SX 42U, 23" EIA Mounting Rails for 750-mm Wide Enclosures, Square Holes Qty 4" |  |  | RACKS AND ENCLOSURES | Racks and Accessories | NetShelter Shelving & Mounting Accessories | 1665 | 1415.25
AR7511 | Narrow Vertical Cable Organizer, NetShelter SX, 42U |  |  | RACKS AND ENCLOSURES | Racks and Accessories | NetShelter Cable Management | 192 | 163.2
AR7540 | Toolless Cable Management Rings (Qty 10) |  |  | RACKS AND ENCLOSURES | Racks and Accessories | NetShelter Cable Management | 53 | 45.05
AR7552 | Vertical Cable Organizer, NetShelter SX, 45U |  |  | RACKS AND ENCLOSURES | Racks and Accessories | NetShelter Cable Management | 215 | 182.75
AR7572 | Vertical Cable Organizer, NetShelter SX, 48U |  |  | RACKS AND ENCLOSURES | Racks and Accessories | NetShelter Cable Management | 217 | 184.45
AR7578 | NetShelter SX 48U 750mm Wide Recessed Rail Kit |  |  | RACKS AND ENCLOSURES | Racks and Accessories | NetShelter Shelving & Mounting Accessories | 332 | 282.2
AR7580A | Vertical Cable Manager for NetShelter SX 750mm Wide 42U |  |  | RACKS AND ENCLOSURES | Racks and Accessories | NetShelter Cable Management | 546 | 464.1
AR7581A | Hinged Covers for NetShelter SX 750mm Wide 42U Vertical Cable Manager (Qty 2) |  |  | RACKS AND ENCLOSURES | Racks and Accessories | NetShelter Cable Management | 207 | 175.95
AR7582A | Cable Retainer for NetShelter SX 750mm Wide Vertical Cable Managers (Qty 6) |  |  | RACKS AND ENCLOSURES | Racks and Accessories | NetShelter Cable Management | 81 | 68.85
AR7585 | Vertical Cable Manager for NetShelter SX 750mm Wide 45U (Qty 2) |  |  | RACKS AND ENCLOSURES | Racks and Accessories | NetShelter Cable Management | 602 | 511.7
AR7586 | Hinged Covers for NetShelter SX 750mm Wide 45U Vertical Cable Manager (Qty 2) |  |  | RACKS AND ENCLOSURES | Racks and Accessories | NetShelter Cable Management | 234 | 198.9
AR7588 | Vertical Cable Manager for NetShelter SX 750mm Wide 48U |  |  | RACKS AND ENCLOSURES | Racks and Accessories | NetShelter Cable Management | 629 | 534.65
AR7589 | Hinged Covers for NetShelter SX 750mm Wide 48U Vertical Cable Manager (Qty 2) |  |  | RACKS AND ENCLOSURES | Racks and Accessories | NetShelter Cable Management | 262 | 222.7
AR7600 | NetShelter SX 42U/48U Baying Trim Kit Black |  |  | RACKS AND ENCLOSURES | Racks and Accessories | NetShelter Shelving & Mounting Accessories | 53 | 45.05
AR7605 | Rack Leveling Pads and Spacers |  |  | RACKS AND ENCLOSURES | Racks and Accessories | NetShelter Shelving & Mounting Accessories | 262 | 222.7
AR7700 | NetShelter SX 600mm/750mm Stabilizer Plate |  |  | RACKS AND ENCLOSURES | Racks and Accessories | NetShelter Shelving & Mounting Accessories | 146 | 124.1
AR7701 | NetShelter SX Bolt-Down Kit |  |  | RACKS AND ENCLOSURES | Racks and Accessories | NetShelter Shelving & Mounting Accessories | 136 | 115.6
AR7701A-S | NETSHELTER SX HIGH SEISMIC REGION & OSHPD BOLT-DOWN KIT |  |  | RACKS AND ENCLOSURES | Racks and Accessories | NetShelter Shelving & Mounting Accessories | 131 | 111.35
AR7706 | Mounting Rail Brush Strips, NetShelter SX, 750mm Wide |  |  | RACKS AND ENCLOSURES | Racks and Accessories | NetShelter Cable Management | 340 | 289
AR7707 | Cable Management Rings, 8 Inch Deep, NetShelter SX, 750mm Wide (Qty. 8) |  |  | RACKS AND ENCLOSURES | Racks and Accessories | NetShelter Cable Management | 136 | 115.6
AR7708 | NetShelter SX Air Recirculation Prevention Kit |  |  | RACKS AND ENCLOSURES | Racks and Accessories | NetShelter Airflow Management | 176 | 149.6
AR7710 | Cable Containment Brackets with PDU Mounting Capability for NetShelter SX |  |  | RACKS AND ENCLOSURES | Racks and Accessories | NetShelter Cable Management | 212 | 180.2
AR7711 | NetShelter Zero U Accessory Mounting Bracket |  |  | RACKS AND ENCLOSURES | Racks and Accessories | NetShelter Shelving & Mounting Accessories | 154 | 130.9
AR7714 | NetShelter SX Roof Brush Strip |  |  | RACKS AND ENCLOSURES | Racks and Accessories | NetShelter Enclosure Components | 144 | 122.4
AR7716 | NetShelter SX 750mm Wide x 1200mm Deep Networking Roof |  |  | RACKS AND ENCLOSURES | Racks and Accessories | NetShelter Enclosure Components | 634 | 538.9
AR7716W | NetShelter SX 750mm Wide x 1200mm Deep Networking Roof SE White |  |  | RACKS AND ENCLOSURES | Racks and Accessories | NetShelter Enclosure Components | 634 | 538.9
AR7717A | Vertical Cable Manager for NetShelter SX 42U Networking Enclosure (Qty 4) |  |  | RACKS AND ENCLOSURES | Racks and Accessories | NetShelter Cable Management | 519 | 441.15
AR7719 | NetShelter ValueLine Swivel Caster Kit (Qty = 4) |  |  | RACKS AND ENCLOSURES | Racks and Accessories | NetShelter Enclosure Components | 139 | 118.15
AR7720 | KoldLok Integral Raised Floor Grommet |  |  | RACKS AND ENCLOSURES | Racks and Accessories | NetShelter Airflow Management | 2005 | 1704.25
AR7721 | Vertical Cable Manager for NetShelter SX 600mm Wide 42U (Qty 2) |  |  | RACKS AND ENCLOSURES | Racks and Accessories | NetShelter Cable Management | 355 | 301.75
AR7722 | Vertical Cable Manager for NetShelter SX 600mm Wide 45U (Qty 2) |  |  | RACKS AND ENCLOSURES | Racks and Accessories | NetShelter Cable Management | 383 | 325.55
AR7723 | Vertical Cable Manager for NetShelter SX 600mm Wide 48U (Qty 2) |  |  | RACKS AND ENCLOSURES | Racks and Accessories | NetShelter Cable Management | 410 | 348.5
AR7727 | Vertical Cable Manager for NetShelter SX 45U Networking Enclosure (Qty 4) |  |  | RACKS AND ENCLOSURES | Racks and Accessories | NetShelter Cable Management | 519 | 441.15
AR7730 | KoldLok Surface Mount Raised Floor Grommet |  |  | RACKS AND ENCLOSURES | Racks and Accessories | NetShelter Airflow Management | 3040 | 2584
AR7731 | NetShelter SX External Air Sealing Kit |  |  | RACKS AND ENCLOSURES | Racks and Accessories | NetShelter Airflow Management | 1095 | 930.75
AR7737 | Vertical Cable Manager for NetShelter SX 48U Networking Enclosure (Qty 4) |  |  | RACKS AND ENCLOSURES | Racks and Accessories | NetShelter Cable Management | 519 | 441.15
AR8005 | 10-32 Hardware Kit |  |  | RACKS AND ENCLOSURES | Racks and Accessories | NetShelter Shelving & Mounting Accessories | 81 | 68.85
AR8006A | Equipment Support Rails for 600mm Wide Enclosure |  |  | RACKS AND ENCLOSURES | Racks and Accessories | NetShelter Shelving & Mounting Accessories | 126 | 107.1
AR8008BLK | Horizontal Cable Organizer Side Channel 18 to 30 inch adjustment |  |  | RACKS AND ENCLOSURES | Racks and Accessories | NetShelter Cable Management | 121 | 102.85
AR8016ABLK | Horizontal Cable Organizer Side Channel 10 to 18 inch adjustment |  |  | RACKS AND ENCLOSURES | Racks and Accessories | NetShelter Cable Management | 109 | 92.65
AR8100 | M6 Hardware for 600mm Wide Enclosures |  |  | RACKS AND ENCLOSURES | Racks and Accessories | NetShelter Shelving & Mounting Accessories | 73 | 62.05
AR8101BLK | "Blanking Panel Kit 19" Black (1U, 2U, 4U, 8U)" |  |  | RACKS AND ENCLOSURES | Racks and Accessories | NetShelter Airflow Management | 177 | 150.45
AR8105BLK | Fixed Shelf - 50lbs/23kg, Black |  |  | RACKS AND ENCLOSURES | Racks and Accessories | NetShelter Shelving & Mounting Accessories | 126 | 107.1
AR8108BLK | "1U Blanking Panel Kit 19" Black" |  |  | RACKS AND ENCLOSURES | Racks and Accessories | NetShelter Airflow Management | 59 | 50.15
AR8112BLK | Bolt-down Bracket Kit, Black |  |  | RACKS AND ENCLOSURES | Racks and Accessories | NetShelter Shelving & Mounting Accessories | 104 | 88.4
AR8113A | Cable Management Rings (Qty. 5 Large and 5 Small Rings) |  |  | RACKS AND ENCLOSURES | Racks and Accessories | NetShelter Cable Management | 116 | 98.6
AR8122BLK | Fixed Shelf - 250lbs/114kg, Black |  |  | RACKS AND ENCLOSURES | Racks and Accessories | NetShelter Shelving & Mounting Accessories | 194 | 164.9
AR8123BLK | Sliding Shelf - 100lbs/45kg Black |  |  | RACKS AND ENCLOSURES | Racks and Accessories | NetShelter Shelving & Mounting Accessories | 431 | 366.35
AR8125 | "Shelf, Adjustable 18"-25" 250 lb Black" |  |  | RACKS AND ENCLOSURES | Racks and Accessories | NetShelter Shelving & Mounting Accessories | 239 | 203.15
AR8126ABLK | "17" Keyboard Drawer Black" |  |  | RACKS AND ENCLOSURES | Racks and Accessories | NetShelter Shelving & Mounting Accessories | 476 | 404.6
AR8127BLK | "19" Rotating Keyboard Drawer Black" |  |  | RACKS AND ENCLOSURES | Racks and Accessories | NetShelter Shelving & Mounting Accessories | 770 | 654.5
AR8128BLK | Sliding Shelf - 200lbs/91kg Black |  |  | RACKS AND ENCLOSURES | Racks and Accessories | NetShelter Shelving & Mounting Accessories | 830 | 705.5
AR8129 | Cable Management Arm |  |  | RACKS AND ENCLOSURES | Racks and Accessories | NetShelter Cable Management | 197 | 167.45
AR8132A | Combination Lock Handles (Qty 2) |  |  | RACKS AND ENCLOSURES | Racks and Accessories | NetShelter Enclosure Components | 373 | 317.05
AR8136BLK | "APC 1U 19" Black Modular Toolless Blanking Panel - Qty 10" |  |  | RACKS AND ENCLOSURES | Racks and Accessories | NetShelter Airflow Management | 100 | 85
AR8136BLK200 | "APC 1U 19" Black Modular Toolless Blanking Panel - Qty 200" |  |  | RACKS AND ENCLOSURES | Racks and Accessories | NetShelter Airflow Management | 1065 | 905.25
AR8136WHT | "APC 1U 19" White Modular Toolless Blanking Panel - Qty 10" |  |  | RACKS AND ENCLOSURES | Racks and Accessories | NetShelter Airflow Management | 100 | 85
AR8136WHT200 | "APC 1U 19" White Modular Toolless Blanking Panel - Qty 200" |  |  | RACKS AND ENCLOSURES | Racks and Accessories | NetShelter Airflow Management | 1065 | 905.25
AR8150BLK | "Adapter Kit 23" to 19", Black" |  |  | RACKS AND ENCLOSURES | Racks and Accessories | NetShelter Shelving & Mounting Accessories | 81 | 68.85
AR8162ABLK | Data Cable Partition, NetShelter, 600mm Wide |  |  | RACKS AND ENCLOSURES | Racks and Accessories | NetShelter Cable Management | 103 | 87.55
AR8163ABLK | Data Cable Partition, NetShelter, 600mm Wide, pass-through |  |  | RACKS AND ENCLOSURES | Racks and Accessories | NetShelter Cable Management | 103 | 87.55
AR8164ABLK | "Cable Ladder 6" (15cm) Wide w/Ladder Attachment Kit (AR8166ABLK)" |  |  | RACKS AND ENCLOSURES | Racks and Accessories | NetShelter Cable Management | 426 | 362.1
AR8164AKIT | "Cable Ladder 6" (15cm) Wide (Qty 1)" |  |  | RACKS AND ENCLOSURES | Racks and Accessories | NetShelter Cable Management | 331 | 281.35
AR8165ABLK | "Cable Ladder 12" (30cm) Wide w/Ladder Attachment Kit (AR8166ABLK)" |  |  | RACKS AND ENCLOSURES | Racks and Accessories | NetShelter Cable Management | 448 | 380.8
AR8165AKIT | "Cable Ladder 12" (30cm) Wide (Qty 1)" |  |  | RACKS AND ENCLOSURES | Racks and Accessories | NetShelter Cable Management | 345 | 293.25
AR8166ABLK | Cable Ladder Attachment Kit, Power Cable Troughs |  |  | RACKS AND ENCLOSURES | Racks and Accessories | NetShelter Cable Management | 141 | 119.85
AR8169 | Cable Ladder Clamp Kit |  |  | RACKS AND ENCLOSURES | Racks and Accessories | NetShelter Cable Management | 66 | 56.1
AR8172BLK | Data Cable Partition, NetShelter, 750mm Wide |  |  | RACKS AND ENCLOSURES | Racks and Accessories | NetShelter Cable Management | 164 | 139.4
AR8173BLK | Data Cable Partition, NetShelter, 750mm Wide, pass-through |  |  | RACKS AND ENCLOSURES | Racks and Accessories | NetShelter Cable Management | 164 | 139.4
AR8177BLK | Cable Ladder Attachment Kit, 750mm Wide, Data Cable Partitions |  |  | RACKS AND ENCLOSURES | Racks and Accessories | NetShelter Cable Management | 172 | 146.2
AR8182BLK | Data Cable Partition, InfraStruXure PDU, 750mm Wide |  |  | RACKS AND ENCLOSURES | Racks and Accessories | NetShelter Cable Management | 179 | 152.15
AR8183BLK | Data Cable Partition, InfraStruXure PDU, 750mm Wide, pass-through |  |  | RACKS AND ENCLOSURES | Racks and Accessories | NetShelter Cable Management | 164 | 139.4
AR8184 | Cable Partition, 300mm |  |  | RACKS AND ENCLOSURES | Racks and Accessories | NetShelter Cable Management | 96 | 81.6
AR8186 | Bracket Kit, Cable Ladder Elevation |  |  | RACKS AND ENCLOSURES | Racks and Accessories | NetShelter Cable Management | 104 | 88.4
AR8190BLK | Third Party Rack Trough and Partition Adapter |  |  | RACKS AND ENCLOSURES | Racks and Accessories | NetShelter Cable Management | 471 | 400.35
AR8355 | NetShelter WX Vented Gland Plates |  |  | RACKS AND ENCLOSURES | Racks and Accessories | NetShelter Airflow Management | 62 | 52.7
AR8356 | NETSHELTER 13U GLASS DOOR |  |  | RACKS AND ENCLOSURES | Racks and Accessories | NetShelter Enclosure Components | 288 | 244.8
AR8358 | NESHELTER 13U REAR DOOR |  |  | RACKS AND ENCLOSURES | Racks and Accessories | NetShelter Enclosure Components | 217 | 184.45
AR8359 | NetShelter WX Caster Kit |  |  | RACKS AND ENCLOSURES | Racks and Accessories | NetShelter Enclosure Components | 234 | 198.9
AR8392BLK | 42U SEISMIC LEFT SIDE PANEL 1070MM DEEP BLACK |  |  | RACKS AND ENCLOSURES | Racks and Accessories | NetShelter Enclosure Components | 473 | 402.05
AR8393BLK | 42U SEISMIC RIGHT SIDE PANEL 1070MM DEEP BLACK |  |  | RACKS AND ENCLOSURES | Racks and Accessories | NetShelter Enclosure Components | 551 | 468.35
AR8395 | 20U Copper Busbar Kit for NetShelter AV Enclosures |  |  | RACKS AND ENCLOSURES | Racks and Accessories | NetShelter Shelving & Mounting Accessories | 290 | 246.5
AR8400 | 12-24 Hardware Kit |  |  | RACKS AND ENCLOSURES | Racks and Accessories | NetShelter Shelving & Mounting Accessories | 43 | 36.55
AR8422 | Fixed Shelf - 250lbs |  |  | RACKS AND ENCLOSURES | Racks and Accessories | NetShelter Shelving & Mounting Accessories | 174 | 147.9
AR8425A | Horizontal Cable Organizer 1U |  |  | RACKS AND ENCLOSURES | Racks and Accessories | NetShelter Cable Management | 91 | 77.35
AR8426A | Horizontal Cable Organizer 2U |  |  | RACKS AND ENCLOSURES | Racks and Accessories | NetShelter Cable Management | 99 | 84.15
AR8427A | Horizontal Cable Organizer 2U w/cable fingers |  |  | RACKS AND ENCLOSURES | Racks and Accessories | NetShelter Cable Management | 119 | 101.15
AR8428 | Horizontal Cable Organizer 2U w/pass through holes |  |  | RACKS AND ENCLOSURES | Racks and Accessories | NetShelter Cable Management | 89 | 75.65
AR8429 | Horizontal Cable Organizer 1U w/brush strip |  |  | RACKS AND ENCLOSURES | Racks and Accessories | NetShelter Cable Management | 73 | 62.05
AR8442 | Vertical Cable Organizer, 8 Cable Rings, Zero U |  |  | RACKS AND ENCLOSURES | Racks and Accessories | NetShelter Cable Management | 260 | 221
AR8443A | Vertical Fiber Organizer |  |  | RACKS AND ENCLOSURES | Racks and Accessories | NetShelter Cable Management | 285 | 242.25
AR8444 | Spools for Vertical Fiber Organizer Qty. (4) |  |  | RACKS AND ENCLOSURES | Racks and Accessories | NetShelter Cable Management | 131 | 111.35
AR8451 | APC Data Distribution 1U Panel, Holds 4 each Data Distribution Cables for a Total of 24 Ports |  |  | RACKS AND ENCLOSURES | Racks and Accessories | Network Connectivity | 53 | 45.05
AR8452 | APC Data Distribution 2U Panel, Holds 8 each Data Distribution Cables for a Total of 48 Ports |  |  | RACKS AND ENCLOSURES | Racks and Accessories | Network Connectivity | 79 | 67.15
AR8462 | Cable Ladder Angle Clamp Kit |  |  | RACKS AND ENCLOSURES | Racks and Accessories | NetShelter Cable Management | 184 | 156.4
AR8465 | Cable Ladder Wall Termination Kit |  |  | RACKS AND ENCLOSURES | Racks and Accessories | NetShelter Cable Management | 89 | 75.65
AR8470 | AR106V Server Support Bracket |  |  | RACKS AND ENCLOSURES | Racks and Accessories | NetShelter Enclosure Components | 415 | 352.75
AR8471 | AR106V Caster Kit. |  |  | RACKS AND ENCLOSURES | Racks and Accessories | NetShelter Enclosure Components | 148 | 125.8
AR8472 | AR106V Filter. |  |  | RACKS AND ENCLOSURES | Racks and Accessories | NetShelter Enclosure Components | 148 | 125.8
AR8560 | Cable Trough, Open Bottom, 600mm |  |  | RACKS AND ENCLOSURES | Racks and Accessories | NetShelter Cable Management | 229 | 194.65
AR8561 | Cable Trough, 600mm |  |  | RACKS AND ENCLOSURES | Racks and Accessories | NetShelter Cable Management | 222 | 188.7
AR8567 | Trough End Cap |  |  | RACKS AND ENCLOSURES | Racks and Accessories | NetShelter Cable Management | 79 | 67.15
AR8571 | Cable Trough, 750mm |  |  | RACKS AND ENCLOSURES | Racks and Accessories | NetShelter Cable Management | 259 | 220.15
AR8574 | Perforated Cover, Cable Trough, 600mm |  |  | RACKS AND ENCLOSURES | Racks and Accessories | NetShelter Cable Management | 136 | 115.6
AR8575 | Perforated Cover, Cable Trough, 750mm |  |  | RACKS AND ENCLOSURES | Racks and Accessories | NetShelter Cable Management | 136 | 115.6
AR8576 | Ladder Hanger Kit, Cable Trough |  |  | RACKS AND ENCLOSURES | Racks and Accessories | NetShelter Cable Management | 109 | 92.65
AR8579 | Grommet, Edge Protection for NetShelter and Acc., PVC, Length-4m |  |  | RACKS AND ENCLOSURES | Racks and Accessories | NetShelter Cable Management | 53 | 45.05
AR8580 | Cable Trough, Open Bottom, 300mm |  |  | RACKS AND ENCLOSURES | Racks and Accessories | NetShelter Cable Management | 192 | 163.2
AR8600A | "Horizontal Cable Manager, 2U x 4" Deep, Single-Sided with Cover" |  |  | RACKS AND ENCLOSURES | Racks and Accessories | NetShelter Cable Management | 184 | 156.4
AR8602A | "Horizontal Cable Manager, 1U x 4" Deep, Single-Sided with Cover" |  |  | RACKS AND ENCLOSURES | Racks and Accessories | NetShelter Cable Management | 136 | 115.6
AR8603A | "2U Horizontal Cable Manager, 6" Fingers Top, Bottom Tie Down" |  |  | RACKS AND ENCLOSURES | Racks and Accessories | NetShelter Cable Management | 242 | 205.7
AR8605 | "3U Horizontal Cable Manager, 6" Fingers top and bottom" |  |  | RACKS AND ENCLOSURES | Racks and Accessories | NetShelter Cable Management | 260 | 221
AR8606 | "2U Horizontal Cable Manager, 6" Fingers top and bottom" |  |  | RACKS AND ENCLOSURES | Racks and Accessories | NetShelter Cable Management | 172 | 146.2
AR8612 | "1U Horizontal Cable Manager, 6" deep, Single-Sided" |  |  | RACKS AND ENCLOSURES | Racks and Accessories | NetShelter Cable Management | 154 | 130.9
AR8615 | "CDX,Vertical Cable Manager, 84"x6"Wide, Single-Sided" |  |  | RACKS AND ENCLOSURES | Racks and Accessories | NetShelter Cable Management | 1210 | 1028.5
AR8621 | Toolless Hook and Loop Cable Managers (Qty 10) |  |  | RACKS AND ENCLOSURES | Racks and Accessories | NetShelter Cable Management | 76 | 64.6
AR8625 | "CDX, Vertical Cable Manager, 84"x6" wide, Double-Sided" |  |  | RACKS AND ENCLOSURES | Racks and Accessories | NetShelter Cable Management | 2040 | 1734
AR8635 | "CDX, Vertical Cable Manager, 84"x10" wide, Single-Sided" |  |  | RACKS AND ENCLOSURES | Racks and Accessories | NetShelter Cable Management | 1780 | 1513
AR8645 | "CDX, Vertical Cable Manager, 84"x10" wide Double-Sided" |  |  | RACKS AND ENCLOSURES | Racks and Accessories | NetShelter Cable Management | 2320 | 1972
AR8652 | "Spacer Bracket for 4 Post Racks, 6" Wide (Qty 2)" |  |  | RACKS AND ENCLOSURES | Racks and Accessories | NetShelter Shelving & Mounting Accessories | 149 | 126.65
AR8654 | Cable Fall for NetShelter Racks and Enclosures (Qty 2) |  |  | RACKS AND ENCLOSURES | Racks and Accessories | NetShelter Cable Management | 189 | 160.65
AR8665 | "CDX, Vertical Cable Management, 84"x12" wide, Single-Sided" |  |  | RACKS AND ENCLOSURES | Racks and Accessories | NetShelter Cable Management | 1680 | 1428
AR8675 | "CDX, Vertical Cable Manager, 84"x12" wide, Double-Sided" |  |  | RACKS AND ENCLOSURES | Racks and Accessories | NetShelter Cable Management | 2520 | 2142
AR8678 | "CDX Side Cover, for Single Sided 84" Manager" |  |  | RACKS AND ENCLOSURES | Racks and Accessories | NetShelter Cable Management | 599 | 509.15
AR8679 | "CDX,Side Cover, for Double Sided 84" Manager" |  |  | RACKS AND ENCLOSURES | Racks and Accessories | NetShelter Cable Management | 652 | 554.2
AR8681 | "CDX, Connector Accessory Bracket, 6" (2 per kit)" |  |  | RACKS AND ENCLOSURES | Racks and Accessories | NetShelter Cable Management | 94 | 79.9
AR8682 | "CDX, Connector Accessory Bracket, 10" (2 per kit)" |  |  | RACKS AND ENCLOSURES | Racks and Accessories | NetShelter Cable Management | 126 | 107.1
AR8683 | "CDX, Connector Accessory Bracket, 12" (2 per kit)" |  |  | RACKS AND ENCLOSURES | Racks and Accessories | NetShelter Cable Management | 131 | 111.35
AR8715 | "Valueline, Vertical Cable Manager for 2 & 4 Post Racks, 84"H X 6"W, Single-Sided with Door" |  |  | RACKS AND ENCLOSURES | Racks and Accessories | NetShelter Cable Management | 521 | 442.85
AR8725 | "Valueline, Vertical Cable Manager for 2 & 4 Post Racks, 84"H X 6"W, Double-Sided with Doors" |  |  | RACKS AND ENCLOSURES | Racks and Accessories | NetShelter Cable Management | 665 | 565.25
AR8765 | "Valueline, Vertical Cable Manager for 2 & 4 Post Racks, 84"H X 12"W, Single-Sided with Door" |  |  | RACKS AND ENCLOSURES | Racks and Accessories | NetShelter Cable Management | 783 | 665.55
AR8775 | "Valueline, Vertical Cable Manager for 2 & 4 Post Racks, 84"H X 12"W, Double-Sided with Doors" |  |  | RACKS AND ENCLOSURES | Racks and Accessories | NetShelter Cable Management | 913 | 776.05
AR9000RAMP | Ramp for SX3K Enclosure Removal from Shock Pallet |  |  | RACKS AND ENCLOSURES | Racks and Accessories | NetShelter Shelving & Mounting Accessories | 3075 | 2613.75
AR702407 | NetShelter SV 48U 600mm Wide Perforated Flat Door Black |  |  | MEDIUM RACKS AND ENCL | Racks and Accessories | NetShelter Enclosure Components | 597 | 507.45
AR702480 | NetShelter SV 42U 800mm Wide Perforated Flat Door Black |  |  | MEDIUM RACKS AND ENCL | Racks and Accessories | NetShelter Enclosure Components | 635 | 539.75
AR712107 | NetShelter SV 48U 600mm Wide Perforated Split Rear Doors Black |  |  | MEDIUM RACKS AND ENCL | Racks and Accessories | NetShelter Enclosure Components | 662 | 562.7
AR712400 | NetShelter SV 42U 600mm Wide Perforated Split Rear Doors |  |  | MEDIUM RACKS AND ENCL | Racks and Accessories | NetShelter Enclosure Components | 628 | 533.8
AR712480 | NetShelter SV 42U 800mm Wide Perforated Split Rear Doors |  |  | MEDIUM RACKS AND ENCL | Racks and Accessories | NetShelter Enclosure Components | 731 | 621.35
AR732400 | NetShelter SV 42U 1060mm Deep Side Panels Black |  |  | MEDIUM RACKS AND ENCL | Racks and Accessories | NetShelter Enclosure Components | 458 | 389.3
AR732500 | NetShelter SV 42U 1200mm Deep Side Panels Black |  |  | MEDIUM RACKS AND ENCL | Racks and Accessories | NetShelter Enclosure Components | 484 | 411.4
AR732507 | NetShelter SV 48U 1200mm Deep Side Panels Black |  |  | MEDIUM RACKS AND ENCL | Racks and Accessories | NetShelter Enclosure Components | 511 | 434.35
AR824002 | Accessory Bracket (Qty 2), NetShelter SV |  |  | MEDIUM RACKS AND ENCL | Racks and Accessories | NetShelter Cable Management | 104 | 88.4
AR7540100 | Toolless Cable Management Rings (Qty 100) |  |  | RACKS AND ENCLOSURES | Racks and Accessories | NetShelter Cable Management | 519 | 441.15
DDCC6-011 | APC Data Distribution Cable, CAT6 UTP CMR 6XRJ-45 Black, 11FT (3.3M) |  |  | RACKS AND ENCLOSURES | Racks and Accessories | Network Connectivity | 305 | 259.25
DDCC6-013 | APC Data Distribution Cable, CAT6 UTP CMR 6XRJ-45 Black, 13FT (3.9M) |  |  | RACKS AND ENCLOSURES | Racks and Accessories | Network Connectivity | 317 | 269.45
DDCC6-015 | APC Data Distribution Cable, CAT6 UTP CMR 6XRJ-45 Black, 15FT (4.5M) |  |  | RACKS AND ENCLOSURES | Racks and Accessories | Network Connectivity | 330 | 280.5
DDCC6-019 | APC Data Distribution Cable, CAT6 UTP CMR 6XRJ-45 Black, 19FT (5.7M) |  |  | RACKS AND ENCLOSURES | Racks and Accessories | Network Connectivity | 355 | 301.75
DDCC6-023 | APC Data Distribution Cable, CAT6 UTP CMR 6XRJ-45 Black, 23FT (7.0M) |  |  | RACKS AND ENCLOSURES | Racks and Accessories | Network Connectivity | 388 | 329.8
DDCC6-045 | APC Data Distribution Cable, CAT6 UTP CMR 6XRJ-45 Black, 45FT (13.7M) |  |  | RACKS AND ENCLOSURES | Racks and Accessories | Network Connectivity | 518 | 440.3
DDCC6-050 | APC Data Distribution Cable, CAT6 UTP CMR 6XRJ-45 Black, 50FT (15.2M) |  |  | RACKS AND ENCLOSURES | Racks and Accessories | Network Connectivity | 571 | 485.35
DDCC6-060 | APC Data Distribution Cable, CAT6 UTP CMR 6XRJ-45 Black, 60FT (18.2M) |  |  | RACKS AND ENCLOSURES | Racks and Accessories | Network Connectivity | 637 | 541.45
QHYPERPOD | HyperPod ETO & Associated Parts |  |  | RACKS AND ENCLOSURES | Racks and Accessories | NetShelter Airflow Management | Call for Quote | Call for Quote
AP9626 | APC Step-Down Transformer RM 2U 208V IN 120V OUT w/5-20 Receptacles | 208 | 120 | SMART-UPS OVER 1.5 KVA | Power Distribution | Step-Down Transformer | 1165 | 990.25
AP9627 | APC Step-Down Transformer RM 2U 208V IN 120V OUT w/L5-20 Receptacles | 208 | 120 | SMART-UPS OVER 1.5 KVA | Power Distribution | Step-Down Transformer | 1160 | 986
AP9628 | APC Step-Down Transformer RM 2U 208V IN 120V OUT w/Hardwire Input/Output | 208 |  | SMART-UPS OVER 1.5 KVA | Power Distribution | Step-Down Transformer | 1325 | 1126.25
APTF10KT01 | APC 208V/120V 10KVA Step down Transformer | 208 | 120 ,208 ,240 | SMART-UPS ON-LINE | Power Distribution | Step-Down Transformer | 3905 | 3319.25
APTF10KW01 | APC WW 10KVA Isolation Transformer | 208 ,240 | 120 ,208 ,230 ,240 | SMART-UPS ON-LINE | Power Distribution | Step-Down Transformer | 3590 | 3051.5
APTF20KW01 | APC WW 20KVA Isolation Transformer | 100 ,120 ,200 ,208 ,230 ,400 3 PH | 100 ,120 ,200 ,208 ,230 | SYMMETRA (1PHASE) | Power Distribution | Step-Down Transformer | 4825 | 4101.25
SURT003 | APC Smart-UPS RT Tower Isolation/Step-Down Transformer 5000VA 208/120V | 208 20 | 120 ,208 | SMART-UPS ON-LINE | Power Distribution | Step-Down Transformer | 1605 | 1364.25
SURT004 | APC Smart-UPS RT Tower Isolation/Step-Down Transformer | 200 | 100 ,200 | SMART-UPS ON-LINE | Power Distribution | Step-Down Transformer | 1680 | 1428
SYTF2J | APC Symmetra RM 200 to 100V Step-Down Transformer, (12) 5-20R | 200 |  | SYMMETRA (1PHASE) | Power Distribution | Step-Down Transformer | 1380 | 1173
0H-1853 | KIT-DOOR SWITCH |  |  | RACKS AND ENCLOSURES | Racks and Accessories | EcoStruxure Micro Data Centers | Call for Quote | Call for Quote
AR100 | NetShelter WX 13U w/Threaded Hole Vertical Mounting Rail Glass Front Door Black |  |  | RACKS AND ENCLOSURES | Racks and Accessories | NetShelter Wall-mount Enclosures | 1175 | 998.75
AR100HD | NetShelter WX 13U w/Threaded Hole Vertical Mounting Rail Vented Front Door Black |  |  | RACKS AND ENCLOSURES | Racks and Accessories | NetShelter Wall-mount Enclosures | 1175 | 998.75
AR106 | NetShelter WX 6U Wall Mount Cabinet |  |  | RACKS AND ENCLOSURES | Racks and Accessories | NetShelter Wall-mount Enclosures | 344 | 292.4
AR106SH4 | APC NetShelter WX 6U Single Hinged Wall-mount Enclosure 400mm Deep |  |  | RACKS AND ENCLOSURES | Racks and Accessories | NetShelter Wall-mount Enclosures | 425 | 361.25
AR106SH6 | APC NetShelter WX 6U Single Hinged Wall-mount Enclosure 600mm Deep |  |  | RACKS AND ENCLOSURES | Racks and Accessories | NetShelter Wall-mount Enclosures | 602 | 511.7
AR106V | NetShelter WX 6U Low-Profile Wallmount Enclosure 120V Fans | 100 10 |  | RACKS AND ENCLOSURES | Racks and Accessories | NetShelter Wall-mount Enclosures | 1445 | 1228.25
AR106VI | NetShelter WX 6U Low-Profile Wallmount Enclosure 230V Fans | 230 |  | RACKS AND ENCLOSURES | Racks and Accessories | NetShelter Wall-mount Enclosures | 1445 | 1228.25
AR106VIXCASTERS | AR106VI with casters installed, HPE | 230 |  | RACKS AND ENCLOSURES | Racks and Accessories | NetShelter Wall-mount Enclosures | 1845 | 1568.25
AR109 | NetShelter WX 9U Wall Mount Cabinet |  |  | RACKS AND ENCLOSURES | Racks and Accessories | NetShelter Wall-mount Enclosures | 443 | 376.55
AR109SH4 | APC NetShelter WX 9U Single Hinged Wall-mount Enclosure 400mm Deep |  |  | RACKS AND ENCLOSURES | Racks and Accessories | NetShelter Wall-mount Enclosures | 548 | 465.8
AR109SH6 | APC NetShelter WX 9U Single Hinged Wall-mount Enclosure 600mm Deep |  |  | RACKS AND ENCLOSURES | Racks and Accessories | NetShelter Wall-mount Enclosures | 686 | 583.1
AR112 | NetShelter WX 12U Wall Mount Cabinet |  |  | RACKS AND ENCLOSURES | Racks and Accessories | NetShelter Wall-mount Enclosures | 599 | 509.15
AR112SH4 | APC NetShelter WX 12U Single Hinged Wall-mount Enclosure 400mm Deep |  |  | RACKS AND ENCLOSURES | Racks and Accessories | NetShelter Wall-mount Enclosures | 703 | 597.55
AR112SH6 | APC NetShelter WX 12U Single Hinged Wall-mount Enclosure 600mm Deep |  |  | RACKS AND ENCLOSURES | Racks and Accessories | NetShelter Wall-mount Enclosures | 748 | 635.8
AR112SM | APC NetShelter 12U Wallmount Rack Enclosure Cabinet Side Mount UPS Depth |  |  | RACKS AND ENCLOSURES | Racks and Accessories | NetShelter Wall-mount Enclosures | 1210 | 1028.5
AR118SM | APC NetShelter 18U Wallmount Rack Enclosure Cabinet Side Mount UPS Depth |  |  | RACKS AND ENCLOSURES | Racks and Accessories | NetShelter Wall-mount Enclosures | 1610 | 1368.5
AR124SM | APC NetShelter 24U Wallmount Rack Enclosure Cabinet Side Mount UPS Depth |  |  | RACKS AND ENCLOSURES | Racks and Accessories | NetShelter Wall-mount Enclosures | 1810 | 1538.5
AR201 | NetShelter 2 Post Rack 45U #12-24 Threaded Holes Black |  |  | RACKS AND ENCLOSURES | Racks and Accessories | NetShelter Open Frame Racks | 291 | 247.35
AR203A | NetShelter 4 Post Open Frame Rack 44U Square Holes |  |  | RACKS AND ENCLOSURES | Racks and Accessories | NetShelter Open Frame Racks | 984 | 836.4
AR204A | NetShelter 4 Post Open Frame Rack 44U #12-24 Threaded Holes |  |  | RACKS AND ENCLOSURES | Racks and Accessories | NetShelter Open Frame Racks | 984 | 836.4
AR2144BLK | NetShelter VX Seismic 42U Enclosure w/sides Black |  |  | RACKS AND ENCLOSURES | Racks and Accessories | NetShelter Specialty Enclosures | 5230 | 4445.5
AR2145BLK | NetShelter VX Seismic 42U Enclosure w/o sides Black |  |  | RACKS AND ENCLOSURES | Racks and Accessories | NetShelter Specialty Enclosures | 4800 | 4080
AR2400 | NetShelter SV 42U 600mm Wide x 1060mm Deep Enclosure with Sides Black |  |  | MEDIUM RACKS AND ENCL | Racks and Accessories | NetShelter SV Enclosures | 1995 | 1695.75
AR2400FP1 | NetShelter SV 42U 600mm Wide x 1060mm Deep Enclosure with Sides, Black, Single Rack Unassembled |  |  | MEDIUM RACKS AND ENCL | Racks and Accessories | NetShelter SV Enclosures | 1670 | 1419.5
AR2401 | NetShelter SV 42U 600mm Wide x 1060mm Deep Enclosure without Sides Black |  |  | MEDIUM RACKS AND ENCL | Racks and Accessories | NetShelter SV Enclosures | 1745 | 1483.25
AR2407 | NetShelter SV 48U 600mm Wide x 1060mm Deep Enclosure with Sides Black |  |  | MEDIUM RACKS AND ENCL | Racks and Accessories | NetShelter SV Enclosures | 2295 | 1950.75
AR2480 | NetShelter SV 42U 800mm Wide x 1060mm Deep Enclosure with Sides Black |  |  | MEDIUM RACKS AND ENCL | Racks and Accessories | NetShelter SV Enclosures | 2415 | 2052.75
AR2487 | NetShelter SV 48U 800mm Wide x 1060mm Deep Enclosure with Sides Black |  |  | MEDIUM RACKS AND ENCL | Racks and Accessories | NetShelter SV Enclosures | 2865 | 2435.25
AR2500 | NetShelter SV 42U 600mm Wide x 1200mm Deep Enclosure with Sides Black |  |  | MEDIUM RACKS AND ENCL | Racks and Accessories | NetShelter SV Enclosures | 2490 | 2116.5
AR2507 | NetShelter SV 48U 600mm Wide x 1200mm Deep Enclosure with Sides Black |  |  | MEDIUM RACKS AND ENCL | Racks and Accessories | NetShelter SV Enclosures | 2915 | 2477.75
AR2580 | NetShelter SV 42U 800mm Wide x 1200mm Deep Enclosure with Sides Black |  |  | MEDIUM RACKS AND ENCL | Racks and Accessories | NetShelter SV Enclosures | 3115 | 2647.75
AR2587 | NetShelter SV 48U 800mm Wide x 1200mm Deep Enclosure with Sides Black |  |  | MEDIUM RACKS AND ENCL | Racks and Accessories | NetShelter SV Enclosures | 3615 | 3072.75
AR3000 | NETSHELTER SX ASSEMBLE TO ORDER ENCLOSURE |  |  | RACKS AND ENCLOSURES | Racks and Accessories | Custom Racks | Call for Quote | Call for Quote
AR3003 | APC NetShelter SX 12U Server Rack Enclosure 600mm x 900mm w/ Sides Black |  |  | RACKS AND ENCLOSURES | Racks and Accessories | NetShelter SX Enclosures | 1400 | 1190
AR3003SP | APC NetShelter SX 12U Server Rack Enclosure 600mm x 900mm w/ Sides Black Shock Packaging |  |  | RACKS AND ENCLOSURES | Racks and Accessories | NetShelter SX Enclosures | 2040 | 1734
AR3006 | APC NetShelter SX 18U Server Rack Enclosure 600mm x 900mm w/ Sides Black |  |  | RACKS AND ENCLOSURES | Racks and Accessories | NetShelter SX Enclosures | 1735 | 1474.75
AR3006SP | APC NetShelter SX 18U Server Rack Enclosure 600mm x 900mm w/ Sides Black Shock Packaging |  |  | RACKS AND ENCLOSURES | Racks and Accessories | NetShelter SX Enclosures | 2375 | 2018.75
AR3100 | APC NetShelter SX 42U Server Rack Enclosure 600mm x 1070mm w/ Sides Black |  |  | RACKS AND ENCLOSURES | Racks and Accessories | NetShelter SX Enclosures | 2695 | 2290.75
AR3100B2 | APC NetShelter SX Gen 2, 42U Server Rack Enclosure 600mm x 1070mm w/ Sides Black |  |  | RACKS AND ENCLOSURES | Racks and Accessories | NetShelter SX Enclosures | 2695 | 2290.75
AR3100HACS | NetShelter SX 42U 600mm Wide x 1070mm Deep Enclosure without rear doors |  |  | RACKS AND ENCLOSURES | Racks and Accessories | NetShelter SX Enclosures | 2695 | 2290.75
AR3100SP | NetShelter SX 42U 600mm Wide x 1070mm Deep Enclosure with Sides Black -2000 lbs. Shock Packaging |  |  | RACKS AND ENCLOSURES | Racks and Accessories | NetShelter SX Enclosures | 3885 | 3302.25
AR3100TAA | NetShelter SX 42U 600mm Wide x 1070mm Deep Enclosure with Sides Black TAA Compliant |  |  | RACKS AND ENCLOSURES | Racks and Accessories | NetShelter SX Enclosures | 3620 | 3077
AR3100W | NetShelter SX 42U 600mm Wide x 1070mm Deep Enclosure with Sides White |  |  | RACKS AND ENCLOSURES | Racks and Accessories | NetShelter SX Enclosures | 2695 | 2290.75
AR3100X609 | NetShelter SX 42U 600mm Wide x 1070mm Deep Enclosure Without Sides Black |  |  | RACKS AND ENCLOSURES | Racks and Accessories | NetShelter SX Enclosures | 2470 | 2099.5
AR3100X610 | NetShelter SX 42U 600mm Wide x 1070mm Deep Enclosure Without Doors Black |  |  | RACKS AND ENCLOSURES | Racks and Accessories | NetShelter SX Enclosures | 2275 | 1933.75
AR3100X617 | NetShelter SX 42U 600mm Wide x 1070mm Deep Enclosure Without Sides Without Doors Black |  |  | RACKS AND ENCLOSURES | Racks and Accessories | NetShelter SX Enclosures | 1835 | 1559.75
AR3103 | APC NetShelter SX 12U Server Rack Enclosure 600mm x 1070mm w/ Sides Black |  |  | RACKS AND ENCLOSURES | Racks and Accessories | NetShelter SX Enclosures | 1605 | 1364.25
AR3103SP | APC NetShelter SX 12U Server Rack Enclosure 600mm x 1070mm w/ Sides Black Shock Packaging |  |  | RACKS AND ENCLOSURES | Racks and Accessories | NetShelter SX Enclosures | 2245 | 1908.25
AR3104 | NetShelter SX 24U 600mm x 1070mm Deep Enclosure |  |  | RACKS AND ENCLOSURES | Racks and Accessories | NetShelter SX Enclosures | 2345 | 1993.25
AR3104SP1 | NetShelter SX 24U 600mm Wide x 1070mm Deep Enclosure - 1250 lbs. Shock Packaging |  |  | RACKS AND ENCLOSURES | Racks and Accessories | NetShelter SX Enclosures | 3030 | 2575.5
AR3105 | NetShelter SX 45U 600mm Wide x 1070mm Deep Enclosure with Sides Black |  |  | RACKS AND ENCLOSURES | Racks and Accessories | NetShelter SX Enclosures | 3020 | 2567
AR3105B2 | APC NetShelter SX Gen 2, 45U Server Rack Enclosure 600mm x 1070mm w/ Sides Black |  |  | RACKS AND ENCLOSURES | Racks and Accessories | NetShelter SX Enclosures | 3020 | 2567
AR3105SP | NetShelter SX 45U 600mm Wide x 1070mm Deep Enclosure with Sides Black -2000 lbs. Shock Packaging |  |  | RACKS AND ENCLOSURES | Racks and Accessories | NetShelter SX Enclosures | 4835 | 4109.75
AR3105TAA | NetShelter SX 45U 600mm Wide x 1070mm Deep Enclosure with Sides Black TAA Compliant |  |  | RACKS AND ENCLOSURES | Racks and Accessories | NetShelter SX Enclosures | 4225 | 3591.25
AR3105W | NetShelter SX 45U 600mm Wide x 1070mm Deep Enclosure with Sides White |  |  | RACKS AND ENCLOSURES | Racks and Accessories | NetShelter SX Enclosures | 3020 | 2567
AR3106 | APC NetShelter SX 18U Server Rack Enclosure 600mm x 1070mm w/ Sides Black |  |  | RACKS AND ENCLOSURES | Racks and Accessories | NetShelter SX Enclosures | 1925 | 1636.25
AR3106SP | APC NetShelter SX 18U Server Rack Enclosure 600mm x 1070mm w/ Sides Black Shock Packaging |  |  | RACKS AND ENCLOSURES | Racks and Accessories | NetShelter SX Enclosures | 2425 | 2061.25
AR3107 | NetShelter SX 48U 600mm Wide x 1070mm Deep Enclosure with Sides Black |  |  | RACKS AND ENCLOSURES | Racks and Accessories | NetShelter SX Enclosures | 3290 | 2796.5
AR3107B2 | APC NetShelter SX Gen 2, 48U Server Rack Enclosure 600mm x 1070mm w/ Sides Black |  |  | RACKS AND ENCLOSURES | Racks and Accessories | NetShelter SX Enclosures | 3290 | 2796.5
AR3107SP | NetShelter SX 48U 600mm Wide x 1070mm Deep Enclosure with Sides Black -2000 lbs. Shock Packaging |  |  | RACKS AND ENCLOSURES | Racks and Accessories | NetShelter SX Enclosures | 5100 | 4335
AR3107TAA | NetShelter SX 48U 600mm Wide x 1070mm Deep Enclosure with Sides Black TAA Compliant |  |  | RACKS AND ENCLOSURES | Racks and Accessories | NetShelter SX Enclosures | 4160 | 3536
AR3107X609 | NetShelter SX 48U 600mm Wide x 1070mm Deep Enclosure Without Sides Black |  |  | RACKS AND ENCLOSURES | Racks and Accessories | NetShelter SX Enclosures | 2880 | 2448
AR3107X610 | NetShelter SX 48U 600mm Wide x 1070mm Deep Enclosure Without Doors Black |  |  | RACKS AND ENCLOSURES | Racks and Accessories | NetShelter SX Enclosures | 2600 | 2210
AR3107X617 | NetShelter SX 48U 600mm Wide x 1070mm Deep Enclosure Without Sides Without Doors Black |  |  | RACKS AND ENCLOSURES | Racks and Accessories | NetShelter SX Enclosures | 2050 | 1742.5
AR3130 | NetShelter SX 42U 700mm Wide x 1070mm Deep Enclosure with Sides Black |  |  | RACKS AND ENCLOSURES | Racks and Accessories | NetShelter SX Enclosures | 3275 | 2783.75
AR3140 | NetShelter SX 42U 750mm Wide x 1070mm Deep Networking Enclosure with Sides Black |  |  | RACKS AND ENCLOSURES | Racks and Accessories | NetShelter SX Enclosures | 4660 | 3961
AR3140W | NetShelter SX 42U 750mm Wide x 1070mm Deep Networking Enclosure with Sides White |  |  | RACKS AND ENCLOSURES | Racks and Accessories | NetShelter SX Enclosures | 4660 | 3961
AR3150 | NetShelter SX 42U 750mm Wide x 1070mm Deep Enclosure with Sides Black |  |  | RACKS AND ENCLOSURES | Racks and Accessories | NetShelter SX Enclosures | 3395 | 2885.75
AR3150B2 | APC NetShelter SX Gen 2, 42U Server Rack Enclosure 750mm x 1070mm w/ Sides Black |  |  | RACKS AND ENCLOSURES | Racks and Accessories | NetShelter SX Enclosures | 3395 | 2885.75
AR3150HACS | NetShelter SX 42U 750mm Wide x 1070mm Deep Enclosure without rear doors |  |  | RACKS AND ENCLOSURES | Racks and Accessories | NetShelter SX Enclosures | 3390 | 2881.5
AR3150SP | NetShelter SX 42U 750mm Wide x 1070mm Deep Enclosure with Sides Black -2000 lbs. Shock Packaging |  |  | RACKS AND ENCLOSURES | Racks and Accessories | NetShelter SX Enclosures | 5075 | 4313.75
AR3150W | NetShelter SX 42U 750mm Wide x 1070mm Deep Enclosure with Sides White |  |  | RACKS AND ENCLOSURES | Racks and Accessories | NetShelter SX Enclosures | 3395 | 2885.75
AR3150X609 | Netshelter SX 42U 750mm Wide x 1070mm Deep Enclosure Without Sides Black |  |  | RACKS AND ENCLOSURES | Racks and Accessories | NetShelter SX Enclosures | 3230 | 2745.5
AR3150X610 | NetShelter SX 42U 750mm Wide x 1070mm Deep Enclosure Without Doors Black |  |  | RACKS AND ENCLOSURES | Racks and Accessories | NetShelter SX Enclosures | 2930 | 2490.5
AR3150X617 | NetShelter SX 42U 750mm Wide x 1070mm Deep Enclosure Without Sides Without Doors Black |  |  | RACKS AND ENCLOSURES | Racks and Accessories | NetShelter SX Enclosures | 2485 | 2112.25
AR3155 | NetShelter SX 45U 750mm Wide x 1070mm Deep Enclosure with Sides Black |  |  | RACKS AND ENCLOSURES | Racks and Accessories | NetShelter SX Enclosures | 3665 | 3115.25
AR3155B2 | APC NetShelter SX Gen 2, 45U Server Rack Enclosure 750mm x 1070mm w/ Sides Black |  |  | RACKS AND ENCLOSURES | Racks and Accessories | NetShelter SX Enclosures | 3665 | 3115.25
AR3155SP | NetShelter SX 45U 750mm Wide x 1070mm Deep Enclosure with Sides Black -2000 lbs. Shock Packaging |  |  | RACKS AND ENCLOSURES | Racks and Accessories | NetShelter SX Enclosures | 5490 | 4666.5
AR3155W | NetShelter SX 45U 750mm Wide x 1070mm Deep Enclosure with Sides White |  |  | RACKS AND ENCLOSURES | Racks and Accessories | NetShelter SX Enclosures | 3665 | 3115.25
AR3157 | NetShelter SX 48U 750mm Wide x 1070mm Deep Enclosure with Sides Black |  |  | RACKS AND ENCLOSURES | Racks and Accessories | NetShelter SX Enclosures | 4045 | 3438.25
AR3157B2 | APC NetShelter SX Gen 2, 48U Server Rack Enclosure 750mm x 1070mm w/ Sides Black |  |  | RACKS AND ENCLOSURES | Racks and Accessories | NetShelter SX Enclosures | 4045 | 3438.25
AR3157SP | NetShelter SX 48U 750mm Wide x 1070mm Deep Enclosure with Sides Black -2000 lbs. Shock Packaging |  |  | RACKS AND ENCLOSURES | Racks and Accessories | NetShelter SX Enclosures | 5605 | 4764.25
AR3157X609 | Netshelter SX 48U 750mm Wide x 1070mm Deep Enclosure Without Sides Black |  |  | RACKS AND ENCLOSURES | Racks and Accessories | NetShelter SX Enclosures | 3610 | 3068.5
AR3157X610 | NetShelter SX 48U 750mm Wide x 1070mm Deep Enclosure Without Doors Black |  |  | RACKS AND ENCLOSURES | Racks and Accessories | NetShelter SX Enclosures | 3305 | 2809.25
AR3157X617 | NetShelter SX 48U 750mm Wide x 1070mm Deep Enclosure Without Sides Without Doors Black |  |  | RACKS AND ENCLOSURES | Racks and Accessories | NetShelter SX Enclosures | 2755 | 2341.75
AR3180B2 | APC NetShelter SX Gen 2, 42U Server Rack Enclosure 800mm x 1070mm w/ Sides Black |  |  | RACKS AND ENCLOSURES | Racks and Accessories | NetShelter SX Enclosures | 3910 | 3323.5
AR3187B2 | APC NetShelter SX Server Rack Gen 2, 48U, 2258H x 800W x 1070D mm,w/ Side,Black |  |  | RACKS AND ENCLOSURES | Racks and Accessories | NetShelter SX Enclosures | 4530 | 3850.5
AR3200 | NetShelter SX Colocation 2 x 20U 600mm Wide x 1070mm Deep Enclosure with Sides Black |  |  | RACKS AND ENCLOSURES | Racks and Accessories | NetShelter SX Enclosures | 4145 | 3523.25
AR3300 | NetShelter SX 42U/600mm/1200mm Enclosure with Roof and Sides Black |  |  | RACKS AND ENCLOSURES | Racks and Accessories | NetShelter SX Enclosures | 3585 | 3047.25
AR3300B2 | APC NetShelter SX Gen 2, 42U Server Rack Enclosure 600mm x 1200mm w/ Sides Black |  |  | RACKS AND ENCLOSURES | Racks and Accessories | NetShelter SX Enclosures | 3515 | 2987.75
AR3300SP | NetShelter SX 42U 600mm Wide x 1200mm Deep Enclosure with Sides Black -2000 lbs. Shock Packaging |  |  | RACKS AND ENCLOSURES | Racks and Accessories | NetShelter SX Enclosures | 5145 | 4373.25
AR3300W | NetShelter SX 42U 600mm Wide x 1200mm Deep Enclosure with Sides White |  |  | RACKS AND ENCLOSURES | Racks and Accessories | NetShelter SX Enclosures | 3585 | 3047.25
AR3300W2 | APC NetShelter SX Gen 2, 42U Server Rack Enclosure 600mm x 1200mm w/ Sides White |  |  | RACKS AND ENCLOSURES | Racks and Accessories | NetShelter SX Enclosures | 3690 | 3136.5
AR3300X609 | Netshelter SX 42U 600mm Wide x 1200mm Deep Enclosure Without Sides Black |  |  | RACKS AND ENCLOSURES | Racks and Accessories | NetShelter SX Enclosures | 3445 | 2928.25
AR3300X610 | NetShelter SX 42U 600mm Wide x 1200mm Deep Enclosure Without Doors Black |  |  | RACKS AND ENCLOSURES | Racks and Accessories | NetShelter SX Enclosures | 3355 | 2851.75
AR3300X617 | NetShelter SX 42U 600mm Wide x 1200mm Deep Enclosure Without Sides Without Doors Black |  |  | RACKS AND ENCLOSURES | Racks and Accessories | NetShelter SX Enclosures | 2780 | 2363
AR3305 | NetShelter SX 45U 600mm Wide x 1200mm Deep Enclosure with Sides Black |  |  | RACKS AND ENCLOSURES | Racks and Accessories | NetShelter SX Enclosures | 3855 | 3276.75
AR3305B2 | APC NetShelter SX Gen 2, 45U Server Rack Enclosure 600mm x 1200mm w/ Sides Black |  |  | RACKS AND ENCLOSURES | Racks and Accessories | NetShelter SX Enclosures | 3780 | 3213
AR3305SP | NetShelter SX 45U 600mm Wide x 1200mm Deep Enclosure with Sides Black -2000 lbs. Shock Packaging |  |  | RACKS AND ENCLOSURES | Racks and Accessories | NetShelter SX Enclosures | 5415 | 4602.75
AR3305W | NetShelter SX 45U 600mm Wide x 1200mm Deep Enclosure with Sides White |  |  | RACKS AND ENCLOSURES | Racks and Accessories | NetShelter SX Enclosures | 3855 | 3276.75
AR3307 | NetShelter SX 48U 600mm Wide x 1200mm Deep Enclosure with Sides Black |  |  | RACKS AND ENCLOSURES | Racks and Accessories | NetShelter SX Enclosures | 4255 | 3616.75
AR3307B2 | APC NetShelter SX Gen 2 , 48U Server Rack Enclosure 600mm x 1200mm w/ Sides Black |  |  | RACKS AND ENCLOSURES | Racks and Accessories | NetShelter SX Enclosures | 4175 | 3548.75
AR3307SP | NetShelter SX 48U 600mm Wide x 1200mm Deep Enclosure with Sides Black -2000 lbs. Shock Packaging |  |  | RACKS AND ENCLOSURES | Racks and Accessories | NetShelter SX Enclosures | 5820 | 4947
AR3307W | NetShelter SX 48U 600mm Wide x 1200mm Deep Enclosure with Sides White |  |  | RACKS AND ENCLOSURES | Racks and Accessories | NetShelter SX Enclosures | 4255 | 3616.75
AR3307W2 | APC NetShelter SX Gen 2, 48U Server Rack Enclosure 600mm x 1200mm w/ Sides White |  |  | RACKS AND ENCLOSURES | Racks and Accessories | NetShelter SX Enclosures | 4385 | 3727.25
AR3307X609 | NetShelter SX 48U 600mm Wide x 1200mm Deep Enclosure with Doors and No Sides Black |  |  | RACKS AND ENCLOSURES | Racks and Accessories | NetShelter SX Enclosures | 3980 | 3383
AR3307X610 | NetShelter SX 48U 600mm Wide x 1200mm Deep Enclosure with Sides and No Doors Black |  |  | RACKS AND ENCLOSURES | Racks and Accessories | NetShelter SX Enclosures | 3810 | 3238.5
AR3307X617 | NetShelter SX 48U 600mm Wide x 1200mm Deep Enclosure with Roof, No Doors or Sides, Black |  |  | RACKS AND ENCLOSURES | Racks and Accessories | NetShelter SX Enclosures | 3135 | 2664.75
AR3307X674 | NetShelter SX 52U 600mm Wide x 1200mm Deep Enclosure with Sides Black |  |  | RACKS AND ENCLOSURES | Racks and Accessories | NetShelter SX Enclosures | 5255 | 4466.75
AR3308W | NetShelter SX 52U 600mm x 1200mm White |  |  | RACKS AND ENCLOSURES | Racks and Accessories | NetShelter SX Enclosures | 4810 | 4088.5
AR3330X266 | NetShelter SX 42U 700mm Wide x 1200mm Deep Enclosure with Sides Black |  |  | RACKS AND ENCLOSURES | Racks and Accessories | NetShelter SX Enclosures | 4155 | 3531.75
AR3340 | NetShelter SX 42U 750mm Wide x 1200mm Deep Networking Enclosure with Sides Black |  |  | RACKS AND ENCLOSURES | Racks and Accessories | NetShelter SX Enclosures | 4930 | 4190.5
AR3340W | NetShelter SX 42U 750mm Wide x 1200mm Deep Networking Enclosure with Sides White |  |  | RACKS AND ENCLOSURES | Racks and Accessories | NetShelter SX Enclosures | 4930 | 4190.5
AR3347 | NetShelter SX 48U 750mm Wide x 1200mm Deep Networking Enclosure with Sides |  |  | RACKS AND ENCLOSURES | Racks and Accessories | NetShelter SX Enclosures | 5495 | 4670.75
AR3350 | NetShelter SX 42U 750mm Wide x 1200mm Deep Enclosure with Sides Black |  |  | RACKS AND ENCLOSURES | Racks and Accessories | NetShelter SX Enclosures | 4555 | 3871.75
AR3350B2 | APC NetShelter SX Gen 2, 42U Server Rack Enclosure 750mm x 1200mm w/ Sides Black |  |  | RACKS AND ENCLOSURES | Racks and Accessories | NetShelter SX Enclosures | 4470 | 3799.5
AR3350SP | NetShelter SX 42U 750mm Wide x 1200mm Deep Enclosure with Sides Black -2000 lbs. Shock Packaging |  |  | RACKS AND ENCLOSURES | Racks and Accessories | NetShelter SX Enclosures | 6115 | 5197.75
AR3350W | NetShelter SX 42U 750mm Wide x 1200mm Deep Enclosure with Sides White |  |  | RACKS AND ENCLOSURES | Racks and Accessories | NetShelter SX Enclosures | 4555 | 3871.75
AR3350W2 | APC NetShelter SX Gen 2, 42U Server Rack Enclosure 750mm x 1200mm w/ Sides White |  |  | RACKS AND ENCLOSURES | Racks and Accessories | NetShelter SX Enclosures | 4690 | 3986.5
AR3350X609 | Netshelter SX 42U 750mm Wide x 1200mm Deep Enclosure Without Sides Black |  |  | RACKS AND ENCLOSURES | Racks and Accessories | NetShelter SX Enclosures | 4290 | 3646.5
AR3350X610 | NetShelter SX 42U 750mm Wide x 1200mm Deep Enclosure Without Doors Black |  |  | RACKS AND ENCLOSURES | Racks and Accessories | NetShelter SX Enclosures | 4090 | 3476.5
AR3350X617 | NetShelter SX 42U 750mm Wide x 1200mm Deep Enclosure Without Sides Without Doors Black |  |  | RACKS AND ENCLOSURES | Racks and Accessories | NetShelter SX Enclosures | 3540 | 3009
AR3355 | NetShelter SX 45U 750mm Wide x 1200mm Deep Enclosure with Sides Black |  |  | RACKS AND ENCLOSURES | Racks and Accessories | NetShelter SX Enclosures | 4825 | 4101.25
AR3355B2 | APC NetShelter SX Gen 2, 45U Server Rack Enclosure 750mm x 1200mm w/ Sides Black |  |  | RACKS AND ENCLOSURES | Racks and Accessories | NetShelter SX Enclosures | 4735 | 4024.75
AR3355SP | NetShelter SX 45U 750mm Wide x 1200mm Deep Enclosure with Sides Black -2000 lbs. Shock Packaging |  |  | RACKS AND ENCLOSURES | Racks and Accessories | NetShelter SX Enclosures | 6385 | 5427.25
AR3355W | NetShelter SX 45U 750mm Wide x 1200mm Deep Enclosure with Sides White |  |  | RACKS AND ENCLOSURES | Racks and Accessories | NetShelter SX Enclosures | 4825 | 4101.25
AR3357 | NetShelter SX 48U 750mm Wide x 1200mm Deep Enclosure |  |  | RACKS AND ENCLOSURES | Racks and Accessories | NetShelter SX Enclosures | 5230 | 4445.5
AR3357B2 | APC NetShelter SX Gen 2, 48U Server Rack Enclosure 750mm x 1200mm w/ Sides Black |  |  | RACKS AND ENCLOSURES | Racks and Accessories | NetShelter SX Enclosures | 5130 | 4360.5
AR3357SP | NetShelter SX 48U 750mm Wide x 1200mm Deep Enclosure with Sides Black -2000 lbs. Shock Packaging |  |  | RACKS AND ENCLOSURES | Racks and Accessories | NetShelter SX Enclosures | 6795 | 5775.75
AR3357W | NetShelter SX 48U 750mm Wide x 1200mm Deep Enclosure, SE White |  |  | RACKS AND ENCLOSURES | Racks and Accessories | NetShelter SX Enclosures | 5230 | 4445.5
AR3357W2 | APC NetShelter SX Gen 2, 48U Server Rack Enclosure 750mm x 1200mm w/ Sides White |  |  | RACKS AND ENCLOSURES | Racks and Accessories | NetShelter SX Enclosures | 5385 | 4577.25
AR3357X609 | NetShelter SX 48U 750mm Wide x 1200mm Deep Enclosure Without Sides Black |  |  | RACKS AND ENCLOSURES | Racks and Accessories | NetShelter SX Enclosures | 4950 | 4207.5
AR3357X610 | NetShelter SX 48U 750mm Wide x 1200mm Deep Enclosure Without Doors Black |  |  | RACKS AND ENCLOSURES | Racks and Accessories | NetShelter SX Enclosures | 4755 | 4041.75
AR3357X617 | NetShelter SX 48U 750mm Wide x 1200mm Deep Enclosure Without Sides Without Doors Black |  |  | RACKS AND ENCLOSURES | Racks and Accessories | NetShelter SX Enclosures | 3930 | 3340.5
AR3357X674 | NetShelter SX 52U 750mm Wide x 1200mm Deep Enclosure with Sides Black |  |  | RACKS AND ENCLOSURES | Racks and Accessories | NetShelter SX Enclosures | 6470 | 5499.5
AR3357X790 | NetShelter SX 60U 750mm Wide x 1200mm Deep Enclosure, GM |  |  | RACKS AND ENCLOSURES | Racks and Accessories | NetShelter SX Enclosures | 8985 | 7637.25
AR3380B2 | APC NetShelter SX Gen 2, 42U Server Rack Enclosure 800mm x 1200mm w/ Sides Black |  |  | RACKS AND ENCLOSURES | Racks and Accessories | NetShelter SX Enclosures | 4700 | 3995
AR3387B2 | APC NetShelter SX Gen 2, 48U Server Rack Enclosure 800mm x 1200mm w/ Sides Black |  |  | RACKS AND ENCLOSURES | Racks and Accessories | NetShelter SX Enclosures | 5440 | 4624
AR3810 | NetShelter AV 42U 600mm Wide x 825 Deep Enclosure with Sides and 10-32 Threaded Rails Black |  |  | RACKS AND ENCLOSURES | Racks and Accessories | NetShelter SX Enclosures | 2720 | 2312
AR3812 | NetShelter AV 42U 600mm Wide x 825mm Deep Enclosure 10-32 Threaded Rails No Sides/Roof/Doors Black |  |  | RACKS AND ENCLOSURES | Racks and Accessories | NetShelter SX Enclosures | 1920 | 1632
AR3814 | NetShelter AV 24U 600mm Wide x 825mm Deep Enclosure with Sides and 10-32 Threaded Rails Black |  |  | RACKS AND ENCLOSURES | Racks and Accessories | NetShelter SX Enclosures | 2455 | 2086.75
AR4000MV12U | NetShelter CX Mini 12U Vertical Mounting Rail Kit |  |  | SPARES 3RDP OTHER | Racks and Accessories | NetShelter CX Enclosures | 423 | 359.55
AR4000MV-FR | NetShelter CX Mini Fixed Rail Kit |  |  | SPARES 3RDP OTHER | Racks and Accessories | NetShelter CX Enclosures | 175 | 148.75
AR4012A | APC NetShelter Soundproof, 12U, Server Rack Enclosure, Maple | 100...230 |  | RACKS AND ENCLOSURES | Racks and Accessories | NetShelter Soundproof Racks | 4780 | 4063
AR4017A | APC NetShelter Soundproof, 17U, Server Rack Enclosure, 120V, Maple | 100...120 |  | RACKS AND ENCLOSURES | Racks and Accessories | NetShelter Soundproof Racks | 5185 | 4407.25
AR4018SP | NetShelter CX 18U Secure Soundproof Server Room in a Box Enclosure - Shock Packaging | 100 ,110 ,115 ,120 ,200 ,208 ,220 ,230 ,240 |  | RACKS AND ENCLOSURES | Racks and Accessories | NetShelter CX Enclosures | 8135 | 6914.75
AR4024SP | NetShelter CX 24U Secure Soundproof Server Room in a Box Enclosure - Shock Packaging | 100 ,110 ,115 ,120 ,127 ,200 ,208 ,220 ,230 ,240 |  | RACKS AND ENCLOSURES | Racks and Accessories | NetShelter CX Enclosures | 10355 | 8801.75
AR4032A | APC NetShelter Soundproof, 32U, Server Rack Enclosure, 120V, Maple | 100...120 |  | RACKS AND ENCLOSURES | Racks and Accessories | NetShelter Soundproof Racks | 7120 | 6052
AR4038LA | APC NetShelter Soundproof, 38U, Server Rack Enclosure, 120V, Maple | 100...120 |  | RACKS AND ENCLOSURES | Racks and Accessories | NetShelter Soundproof Racks | 7930 | 6740.5
AR4602A | NetShelter CX High Security Handle Adapter Kit |  |  | RACKS AND ENCLOSURES | Racks and Accessories | NetShelter CX Enclosures | 377 | 320.45
AR4603 | NetShelter CX Base/Plinth Surround Kit |  |  | RACKS AND ENCLOSURES | Racks and Accessories | NetShelter CX Enclosures | 239 | 203.15
AR4605 | CX NEMA Cable Kit, NEMA 5-15P to C13 2M Long, C14 to 5-15R 0.5M Long |  |  | RACKS AND ENCLOSURES | Racks and Accessories | NetShelter CX Enclosures | 195 | 165.75
AR4703 | NetShelter CX Fan Booster Kit | 100 ,115 ,120 ,200 ,208 ,220 ,230 ,240 |  | SPARES 3RDP OTHER | Racks and Accessories | NetShelter CX Enclosures | 1055 | 896.75
MDC24SX3KVAT | Micro Data Center 24U SX, 3KVA, 120V |  |  | RACKS AND ENCLOSURES | Racks and Accessories | EcoStruxure Micro Data Centers | 17100 | 14535
MDC42SX5KVAT | Micro Data Center 42U SX, 5KVA, 208V |  |  | RACKS AND ENCLOSURES | Racks and Accessories | EcoStruxure Micro Data Centers | 28210 | 23978.5
MDCBASEINSTLK | Base Enclosure Integration |  |  | RACKS AND ENCLOSURES | Racks and Accessories | EcoStruxure Micro Data Centers | 4765 | 4050.25
MDCBASEINSTLK2 | Base Enclosure Integration - NAM |  |  | OPTIMUM EDGE SYSTEMS | Racks and Accessories | EcoStruxure Micro Data Centers | 2270 | 1929.5
MDCECOSTRINSTLK | Ecostruxure IT Gateway Integ - NAM |  |  | OPTIMUM EDGE SYSTEMS | Racks and Accessories | EcoStruxure Micro Data Centers | 351 | 298.35
MDCFANINSTLK | Fan flip and install, per fan |  |  | RACKS AND ENCLOSURES | Racks and Accessories | EcoStruxure Micro Data Centers | 371 | 315.35
MDCHTRINSTLK | Heater install for one heater |  |  | RACKS AND ENCLOSURES | Racks and Accessories | EcoStruxure Micro Data Centers | 346 | 294.1
MDCHTRRELAYINSTLK | Heater install for one timing relay, one power relay, terminal block, junction box |  |  | RACKS AND ENCLOSURES | Racks and Accessories | EcoStruxure Micro Data Centers | 481 | 408.85
MDCINTEGMATLK | MDC Integration Material - NAM |  |  | OPTIMUM EDGE SYSTEMS | Racks and Accessories | EcoStruxure Micro Data Centers | 530 | 450.5
MDCINTEGMATLKWM | MDC Integration Material WM - NAM |  |  | OPTIMUM EDGE SYSTEMS | Racks and Accessories | EcoStruxure Micro Data Centers | 816 | 693.6
MDCMOUNTWIREINSTLK | Mount, Wire, Install Component |  |  | RACKS AND ENCLOSURES | Racks and Accessories | EcoStruxure Micro Data Centers | 262 | 222.7
MDCNBTZINSTLKWM | NetBotz Integration WM - NAM |  |  | OPTIMUM EDGE SYSTEMS | Racks and Accessories | EcoStruxure Micro Data Centers | 484 | 411.4
MDCNTBTZINSTLK | NetBotz Integration - NAM |  |  | OPTIMUM EDGE SYSTEMS | Racks and Accessories | EcoStruxure Micro Data Centers | 372 | 316.2
MDCPDUINSTLK | RPDU Integration - NAM |  |  | OPTIMUM EDGE SYSTEMS | Racks and Accessories | EcoStruxure Micro Data Centers | 191 | 162.35
MDCUPSINSTLK | UPS Installation (on SURTRK4 rails if 1000mm o0r deeper enclosure), includes mount of temp sensor that comes with UPS |  |  | RACKS AND ENCLOSURES | Racks and Accessories | EcoStruxure Micro Data Centers | 481 | 408.85
MDCUPSINSTLKWM | UPS Integration WM - NAM |  |  | OPTIMUM EDGE SYSTEMS | Racks and Accessories | EcoStruxure Micro Data Centers | 351 | 298.35
MDCVENTINSTLK | Vent grid install, per vent |  |  | RACKS AND ENCLOSURES | Racks and Accessories | EcoStruxure Micro Data Centers | 215 | 182.75
MDCWALLBASEINSTLK | Base Wall Enclosure Integration - NAM |  |  | RACKS AND ENCLOSURES | Racks and Accessories | EcoStruxure Micro Data Centers | 1950 | 1657.5
RACKINT | Integrated Rack Assemble-to-Order |  |  | RACKS AND ENCLOSURES | Racks and Accessories | EcoStruxure Micro Data Centers | Call for Quote | Call for Quote
RACKINT2 | Integrated Rack Assemble-to-Order - MDC |  |  | OPTIMUM EDGE SYSTEMS | Racks and Accessories | EcoStruxure Micro Data Centers | Call for Quote | Call for Quote
QWRUPSINSDSP | Installation and Disposal Service for Refresh-UPS program |  |  | SP POWER INSTALL | Services | EcoFitâ„¢ Life Extension Essential for UPS | Call for Quote | Call for Quote
QWXBUMOD | ITD XBU Modernization Services |  |  | POWER FIELD SERVICES - PSIBS - FSERPW | Services | EcoFitâ„¢ Life Extension Essential for UPS | Call for Quote | Call for Quote
WCOOLDECOM | InRow Decommissioning |  |  | SP COOL MODERNIZATION | Services | EcoFitâ„¢ Replacement for Cooling | Call for Quote | Call for Quote
WCOOLGD | InRow Green Disposal |  |  | SP COOL MODERNIZATION | Services | EcoFitâ„¢ Replacement for Cooling | Call for Quote | Call for Quote
WCOOLWORKSITE | InRow Site Enablement |  |  | SP COOL MODERNIZATION | Services | EcoFitâ„¢ Replacement for Cooling | Call for Quote | Call for Quote
WECONVGVL | eConversion Service for Galaxy VL |  |  | SP POWER REFRESH UPS | Services | EcoFitâ„¢ Life Extension Essential for UPS | 4060 | 3451
WECONVGVM | eConversion Service for Galaxy VM |  |  | SP POWER REFRESH UPS | Services | EcoFitâ„¢ Life Extension Essential for UPS | 1685 | 1432.25
WECONVGVS | eConversion Service for Galaxy VS |  |  | SP POWER REFRESH UPS | Services | EcoFitâ„¢ Life Extension Essential for UPS | 1090 | 926.5
WECONVGVXL | eConversion Service for Galaxy VXL |  |  | SP POWER REFRESH UPS | Services | EcoFitâ„¢ Life Extension Essential for UPS | 8220 | 6987
WMPRS1-LX-01 | Modular UPS Revitalization Service for (1) Symmetra LX with 1 X SYPM4KP |  |  | SP POWER MPRS | Services | EcoFitâ„¢ Life Extension Advanced for UPS | 7595 | 6455.75
WMPRS1-MP2-101 | Modular Power Revitalization Service 1 X SYPM10KF2, for Symmetra PX2 100kVA Frame |  |  | SP POWER MPRS | Services | EcoFitâ„¢ Life Extension Advanced for UPS | 24075 | 20463.75
WMPRS1-MP-21 | Modular UPS Revitalization Service for (1) SYPX - ISX 20k A-I-O with 1 X High Efficiency Power Mod |  |  | SP POWER MPRS | Services | EcoFitâ„¢ Life Extension Advanced for UPS | 21090 | 17926.5
WMPRS1-MP-41 | Modular UPS Revitalization Service for (1) Symmetra PX 40kW with 1 X High Efficiency Power Module |  |  | SP POWER MPRS | Services | EcoFitâ„¢ Life Extension Advanced for UPS | 21690 | 18436.5
WMPRS1-MP-101 | Modular UPS Revitalization Service for (1) Symmetra MW 1000kW Frame with 1 X SYPM200KG |  |  | SP POWER MPRS | Services | EcoFitâ„¢ Life Extension Advanced for UPS | 108355 | 92101.75
WMPRS1-MP-121 | Modular UPS Revitalization Service for (1) Symmetra MW 1200kW Frame with 1 X SYPM200KG |  |  | SP POWER MPRS | Services | EcoFitâ„¢ Life Extension Advanced for UPS | 136860 | 116331
WMPRS1-MP-141 | Modular UPS Revitalization Service for (1) Symmetra MW 1400kW Frame with 1 X SYPM200KG |  |  | SP POWER MPRS | Services | EcoFitâ„¢ Life Extension Advanced for UPS | 141220 | 120037
WMPRS1-MP-161 | Modular UPS Revitalization Service for (1) Symmetra MW 1600kW Frame with 1 X SYPM200KG |  |  | SP POWER MPRS | Services | EcoFitâ„¢ Life Extension Advanced for UPS | 145770 | 123904.5
WMPRS1-MP-401 | Modular UPS Revitalization Service for (1) Symmetra MW 400kW Frame with 1 X SYPM200KG |  |  | SP POWER MPRS | Services | EcoFitâ„¢ Life Extension Advanced for UPS | 103005 | 87554.25
WMPRS1-MP-601 | Modular UPS Revitalization Service for (1) Symmetra MW 600kW Frame with 1 X SYPM200KG |  |  | SP POWER MPRS | Services | EcoFitâ„¢ Life Extension Advanced for UPS | 106815 | 90792.75
WMPRS1-MP-801 | Modular UPS Revitalization Service for (1) Symmetra MW 800kW Frame with 1 X SYPM200KG |  |  | SP POWER MPRS | Services | EcoFitâ„¢ Life Extension Advanced for UPS | 116835 | 99309.75
WMPRS1B-LX-01 | Modular UPS Revitalization Service for (1) Symmetra LX with 1 X SYPM4KP, 2 X SYBT5 |  |  | SP POWER MPRS | Services | EcoFitâ„¢ Life Extension Advanced for UPS | 8265 | 7025.25
WMPRS1F-G3-10-3 | Galaxy 3500 Revitalization for (1) 10 kVA 208V UPS 3:3 with 1 year on-site warranty |  |  | SP POWER MPRS | Services | EcoFitâ„¢ Life Extension Advanced for UPS | 16260 | 13821
WMPRS1F-G3-10-3A | Galaxy 3500 Revitalization for (1) 10 kVA 208V UPS 3:3 with Advantage Service Plan |  |  | SP POWER MPRS | Services | EcoFitâ„¢ Life Extension Advanced for UPS | 18210 | 15478.5
WMPRS1F-G3-10-3E | Galaxy 3500 Revitalization for (1) 10 kVA 208V UPS 3:3 with 1 year on-site warranty |  |  | SP POWER MPRS | Services | EcoFitâ„¢ Life Extension Advanced for UPS | 19840 | 16864
WMPRS1F-G3-15-3 | Galaxy 3500 Revitalization for (1) 15 kVA 208V UPS 3:3 with 1 year on-site warranty |  |  | SP POWER MPRS | Services | EcoFitâ„¢ Life Extension Advanced for UPS | 17710 | 15053.5
WMPRS1F-G3-15-3A | Galaxy 3500 Revitalization for (1) 15 kVA 208V UPS 3:3 with Advantage Service Plan |  |  | SP POWER MPRS | Services | EcoFitâ„¢ Life Extension Advanced for UPS | 19835 | 16859.75
WMPRS1F-G3-15-3E | Galaxy 3500 Revitalization for (1) 15 kVA 208V UPS 3:3 with EcoStruxure Service Plan |  |  | SP POWER MPRS | Services | EcoFitâ„¢ Life Extension Advanced for UPS | 21610 | 18368.5
WMPRS1F-G3-20-3 | Galaxy 3500 Revitalization for (1) 20 kVA 208V UPS 3:3 with 1 year on-site warranty |  |  | SP POWER MPRS | Services | EcoFitâ„¢ Life Extension Advanced for UPS | 18775 | 15958.75
WMPRS1F-G3-20-3A | Galaxy 3500 Revitalization for (1) 20 kVA 208V UPS 3:3 with Advantage Service Plan |  |  | SP POWER MPRS | Services | EcoFitâ„¢ Life Extension Advanced for UPS | 21030 | 17875.5
WMPRS1F-G3-20-3E | Galaxy 3500 Revitalization for (1) 20 kVA 208V UPS 3:3 with EcoStruxure Service Plan |  |  | SP POWER MPRS | Services | EcoFitâ„¢ Life Extension Advanced for UPS | 22910 | 19473.5
WMPRS1F-G3-30-3 | Galaxy 3500 Revitalization for (1) 30 kVA 208V UPS 3:3 with 1 year on-site warranty |  |  | SP POWER MPRS | Services | EcoFitâ„¢ Life Extension Advanced for UPS | 22940 | 19499
WMPRS1F-G3-30-3A | Galaxy 3500 Revitalization for (1) 30 kVA 208V UPS 3:3 with Advantage Service Plan |  |  | SP POWER MPRS | Services | EcoFitâ„¢ Life Extension Advanced for UPS | 25695 | 21840.75
WMPRS1F-G3-30-3E | Galaxy 3500 Revitalization for (1) 30 kVA 208V UPS 3:3 with EcoStruxure Service Plan |  |  | SP POWER MPRS | Services | EcoFitâ„¢ Life Extension Advanced for UPS | 27990 | 23791.5
WMPRS1F-VT-10-3 | Smart-UPS VT Revitalization for (1) 10 kVA 208V UPS 3:3 with1 year on-site warranty |  |  | SP POWER MPRS | Services | EcoFitâ„¢ Life Extension Advanced for UPS | 17075 | 14513.75
WMPRS1F-VT-10-3A | Smart-UPS VT Revitalization for (1) 10 kVA 208V UPS 3:3 with Advantage Service Plan |  |  | SP POWER MPRS | Services | EcoFitâ„¢ Life Extension Advanced for UPS | 19125 | 16256.25
WMPRS1F-VT-10-3E | Smart-UPS VT Revitalization for (1) 10 kVA 208V UPS 3:3 with EcoStruxure Service Plan |  |  | SP POWER MPRS | Services | EcoFitâ„¢ Life Extension Advanced for UPS | 20830 | 17705.5
WMPRS1F-VT-15-3 | Smart-UPS VT Revitalization for (1) 15 kVA 208V UPS 3:3 with1 year on-site warranty |  |  | SP POWER MPRS | Services | EcoFitâ„¢ Life Extension Advanced for UPS | 18600 | 15810
WMPRS1F-VT-15-3A | Smart-UPS VT Revitalization for (1) 15 kVA 208V UPS 3:3 with Advantage Service Plan |  |  | SP POWER MPRS | Services | EcoFitâ„¢ Life Extension Advanced for UPS | 20825 | 17701.25
WMPRS1F-VT-15-3E | Smart-UPS VT Revitalization for (1) 15 kVA 208V UPS 3:3 with EcoStruxure Service Plan |  |  | SP POWER MPRS | Services | EcoFitâ„¢ Life Extension Advanced for UPS | 22690 | 19286.5
WMPRS1F-VT-20-3 | Smart-UPS VT Revitalization for (1) 20 kVA 208V UPS 3:3 with 1 year on-site warranty |  |  | SP POWER MPRS | Services | EcoFitâ„¢ Life Extension Advanced for UPS | 19720 | 16762
WMPRS1F-VT-20-3A | Smart-UPS VT Revitalization for (1) 20 kVA 208V UPS 3:3 with Advantage Service Plan |  |  | SP POWER MPRS | Services | EcoFitâ„¢ Life Extension Advanced for UPS | 22080 | 18768
WMPRS1F-VT-20-3E | Smart-UPS VT Revitalization for (1) 20 kVA 208V UPS 3:3 with EcoStruxure Service Plan |  |  | SP POWER MPRS | Services | EcoFitâ„¢ Life Extension Advanced for UPS | 24055 | 20446.75
WMPRS1F-VT-30-3 | Smart-UPS VT Revitalization for (1) 30 kVA 208V UPS 3:3 with 1 year on-site warranty |  |  | SP POWER MPRS | Services | EcoFitâ„¢ Life Extension Advanced for UPS | 24090 | 20476.5
WMPRS1F-VT-30-3A | Smart-UPS VT Revitalization for (1) 30 kVA 208V UPS 3:3 with Advantage Service Plan |  |  | SP POWER MPRS | Services | EcoFitâ„¢ Life Extension Advanced for UPS | 26980 | 22933
WMPRS1F-VT-30-3E | Smart-UPS VT Revitalization for (1) 30 kVA 208V UPS 3:3 with EcoStruxure Service Plan |  |  | SP POWER MPRS | Services | EcoFitâ„¢ Life Extension Advanced for UPS | 29390 | 24981.5
WMPRS1H-G3-10-3 | Galaxy 3500 Revitalization for (1) 10 kVA 400V UPS 3:3 with 1 year on-site warranty |  |  | SP POWER MPRS | Services | EcoFitâ„¢ Life Extension Advanced for UPS | 16410 | 13948.5
WMPRS1H-G3-10-3A | Galaxy 3500 Revitalization for (1) 10 kVA 400V UPS 3:3 with Advantage Service Plan |  |  | SP POWER MPRS | Services | EcoFitâ„¢ Life Extension Advanced for UPS | 18375 | 15618.75
WMPRS1H-G3-10-3E | Galaxy 3500 Revitalization for (1) 10 kVA 400V UPS 3:3 with EcoStruxure Service Plan |  |  | SP POWER MPRS | Services | EcoFitâ„¢ Life Extension Advanced for UPS | 20020 | 17017
WMPRS1H-G3-15-1 | Galaxy 3500 Revitalization for (1) 15 kVA 400V UPS 3:1 with 1 year on-site warranty |  |  | SP POWER MPRS | Services | EcoFitâ„¢ Life Extension Advanced for UPS | 17805 | 15134.25
WMPRS1H-G3-15-1A | Galaxy 3500 Revitalization for (1) 15 kVA 400V UPS 3:1 with Advantage Service Plan |  |  | SP POWER MPRS | Services | EcoFitâ„¢ Life Extension Advanced for UPS | 19940 | 16949
WMPRS1H-G3-15-1E | Galaxy 3500 Revitalization for (1) 15 kVA 400V UPS 3:1 with EcoStruxure Service Plan |  |  | SP POWER MPRS | Services | EcoFitâ„¢ Life Extension Advanced for UPS | 21720 | 18462
WMPRS1H-G3-15-3 | Galaxy 3500 Revitalization for (1) 15 kVA 400V UPS 3:3 with 1 year on-site warranty |  |  | SP POWER MPRS | Services | EcoFitâ„¢ Life Extension Advanced for UPS | 17990 | 15291.5
WMPRS1H-G3-15-3A | Galaxy 3500 Revitalization for (1) 15 kVA 400V UPS 3:3 with Advantage Service Plan |  |  | SP POWER MPRS | Services | EcoFitâ„¢ Life Extension Advanced for UPS | 20145 | 17123.25
WMPRS1H-G3-15-3E | Galaxy 3500 Revitalization for (1) 15 kVA 400V UPS 3:3 with EcoStruxure Service Plan |  |  | SP POWER MPRS | Services | EcoFitâ„¢ Life Extension Advanced for UPS | 21945 | 18653.25
WMPRS1H-G3-20-1 | Galaxy 3500 Revitalization for (1) 20 kVA 400V UPS 3:1 with 1 year on-site warranty |  |  | SP POWER MPRS | Services | EcoFitâ„¢ Life Extension Advanced for UPS | 20220 | 17187
WMPRS1H-G3-20-1A | Galaxy 3500 Revitalization for (1) 20 kVA 400V UPS 3:1 with Advantage Service Plan |  |  | SP POWER MPRS | Services | EcoFitâ„¢ Life Extension Advanced for UPS | 22645 | 19248.25
WMPRS1H-G3-20-1E | Galaxy 3500 Revitalization for (1) 20 kVA 400V UPS 3:1 with EcoStruxure Service Plan |  |  | SP POWER MPRS | Services | EcoFitâ„¢ Life Extension Advanced for UPS | 24665 | 20965.25
WMPRS1H-G3-20-3 | Galaxy 3500 Revitalization for (1) 20 kVA 400V UPS 3:3 with 1 year on-site warranty |  |  | SP POWER MPRS | Services | EcoFitâ„¢ Life Extension Advanced for UPS | 21100 | 17935
WMPRS1H-G3-20-3A | Galaxy 3500 Revitalization for (1) 20 kVA 400V UPS 3:3 with Advantage Service Plan |  |  | SP POWER MPRS | Services | EcoFitâ„¢ Life Extension Advanced for UPS | 23630 | 20085.5
WMPRS1H-G3-20-3E | Galaxy 3500 Revitalization for (1) 20 kVA 400V UPS 3:3 with EcoStruxure Service Plan |  |  | SP POWER MPRS | Services | EcoFitâ„¢ Life Extension Advanced for UPS | 25735 | 21874.75
WMPRS1H-G3-30-1 | Galaxy 3500 Revitalization for (1) 30 kVA 400V UPS 3:1 with 1 year on-site warranty |  |  | SP POWER MPRS | Services | EcoFitâ„¢ Life Extension Advanced for UPS | 21715 | 18457.75
WMPRS1H-G3-30-1A | Galaxy 3500 Revitalization for (1) 30 kVA 400V UPS 3:1 with Advantage Service Plan |  |  | SP POWER MPRS | Services | EcoFitâ„¢ Life Extension Advanced for UPS | 24320 | 20672
WMPRS1H-G3-30-1E | Galaxy 3500 Revitalization for (1) 30 kVA 400V UPS 3:1 with EcoStruxure Service Plan |  |  | SP POWER MPRS | Services | EcoFitâ„¢ Life Extension Advanced for UPS | 26490 | 22516.5
WMPRS1H-G3-30-3 | Galaxy 3500 Revitalization for (1) 30 kVA 400V UPS 3:3 with 1 year on-site warranty |  |  | SP POWER MPRS | Services | EcoFitâ„¢ Life Extension Advanced for UPS | 23110 | 19643.5
WMPRS1H-G3-30-3A | Galaxy 3500 Revitalization for (1) 30 kVA 400V UPS 3:3 with Advantage Service Plan |  |  | SP POWER MPRS | Services | EcoFitâ„¢ Life Extension Advanced for UPS | 25885 | 22002.25
WMPRS1H-G3-30-3E | Galaxy 3500 Revitalization for (1) 30 kVA 400V UPS 3:3 with EcoStruxure Service Plan |  |  | SP POWER MPRS | Services | EcoFitâ„¢ Life Extension Advanced for UPS | 28195 | 23965.75
WMPRS1H-G3-40-1 | Galaxy 3500 Revitalization for (1) 40 kVA 400V UPS 3:1 with 1 year on-site warranty |  |  | SP POWER MPRS | Services | EcoFitâ„¢ Life Extension Advanced for UPS | 23960 | 20366
WMPRS1H-G3-40-1A | Galaxy 3500 Revitalizationfor (1) 40 kVA 400V UPS 3:1 with Advantage Service Plan |  |  | SP POWER MPRS | Services | EcoFitâ„¢ Life Extension Advanced for UPS | 26830 | 22805.5
WMPRS1H-G3-40-1E | Galaxy 3500 Revitalization for (1) 40 kVA 400V UPS 3:1 with EcoStruxure Service Plan |  |  | SP POWER MPRS | Services | EcoFitâ„¢ Life Extension Advanced for UPS | 29225 | 24841.25
WMPRS1H-G3-40-3 | Galaxy 3500 Revitalization for (1) 40 kVA 400V UPS 3:3 with 1 year on-site warranty |  |  | SP POWER MPRS | Services | EcoFitâ„¢ Life Extension Advanced for UPS | 25050 | 21292.5
WMPRS1H-G3-40-3A | Galaxy 3500 Revitalization for (1) 40 kVA 400V UPS 3:3 with Advantage Service Plan |  |  | SP POWER MPRS | Services | EcoFitâ„¢ Life Extension Advanced for UPS | 28055 | 23846.75
WMPRS1H-G3-40-3E | Galaxy 3500 Revitalization for (1) 40 kVA 400V UPS 3:3 with EcoStruxure Service Plan |  |  | SP POWER MPRS | Services | EcoFitâ„¢ Life Extension Advanced for UPS | 30555 | 25971.75
WMPRS1H-VT-10-3 | Smart-UPS VT Revitalization for (1) 10 kVA 400V UPS 3:3 with 1 year on-site warranty |  |  | SP POWER MPRS | Services | EcoFitâ„¢ Life Extension Advanced for UPS | 17230 | 14645.5
WMPRS1H-VT-10-3A | Smart-UPS VT Revitalization for (1) 10 kVA 400V UPS 3:3 with Advantage Service Plan |  |  | SP POWER MPRS | Services | EcoFitâ„¢ Life Extension Advanced for UPS | 19300 | 16405
WMPRS1H-VT-10-3E | Smart-UPS VT Revitalization for (1) 10 kVA 400V UPS 3:3 with EcoStruxure Service Plan |  |  | SP POWER MPRS | Services | EcoFitâ„¢ Life Extension Advanced for UPS | 21020 | 17867
WMPRS1H-VT-15-3 | Smart-UPS VT Revitalization for (1) 15 kVA 400V UPS 3:3 with 1 year on-site warranty |  |  | SP POWER MPRS | Services | EcoFitâ„¢ Life Extension Advanced for UPS | 18890 | 16056.5
WMPRS1H-VT-15-3A | Smart-UPS VT Revitalization for (1) 15 kVA 400V UPS 3:3 with Advantage Service Plan |  |  | SP POWER MPRS | Services | EcoFitâ„¢ Life Extension Advanced for UPS | 21155 | 17981.75
WMPRS1H-VT-15-3E | Smart-UPS VT Revitalization for (1) 15 kVA 400V UPS 3:3 with EcoStruxure Service Plan |  |  | SP POWER MPRS | Services | EcoFitâ„¢ Life Extension Advanced for UPS | 23045 | 19588.25
WMPRS1H-VT-20-3 | Smart-UPS VT Revitalization for (1) 20 kVA 400V UPS 3:3 with 1 year on-site warranty |  |  | SP POWER MPRS | Services | EcoFitâ„¢ Life Extension Advanced for UPS | 22150 | 18827.5
WMPRS1H-VT-20-3A | Smart-UPS VT Revitalization for (1) 20 kVA 400V UPS 3:3 with Advantage Service Plan |  |  | SP POWER MPRS | Services | EcoFitâ„¢ Life Extension Advanced for UPS | 24810 | 21088.5
WMPRS1H-VT-20-3E | Smart-UPS VT Revitalization for (1) 20 kVA 400V UPS 3:3 with EcoStruxure Service Plan |  |  | SP POWER MPRS | Services | EcoFitâ„¢ Life Extension Advanced for UPS | 27025 | 22971.25
WMPRS1H-VT-30-3 | Smart-UPS VT Revitalization for (1) 30 kVA 400V UPS 3:3 with 1 year on-site warranty |  |  | SP POWER MPRS | Services | EcoFitâ„¢ Life Extension Advanced for UPS | 24270 | 20629.5
WMPRS1H-VT-30-3A | Smart-UPS VT Revitalization for (1) 30 kVA 400V UPS 3:3 with Advantage Service Plan |  |  | SP POWER MPRS | Services | EcoFitâ„¢ Life Extension Advanced for UPS | 27180 | 23103
WMPRS1H-VT-30-3E | Smart-UPS VT Revitalization for (1) 30 kVA 400V UPS 3:3 with EcoStruxure Service Plan |  |  | SP POWER MPRS | Services | EcoFitâ„¢ Life Extension Advanced for UPS | 29605 | 25164.25
WMPRS1H-VT-40-3 | Smart-UPS VT Revitalization for (1) 40 kVA 400V UPS 3:3 with 1 year on-site warranty |  |  | SP POWER MPRS | Services | EcoFitâ„¢ Life Extension Advanced for UPS | 26300 | 22355
WMPRS1H-VT-40-3A | Smart-UPS VT Revitalization for (1) 40 kVA 400V UPS 3:3 with Advantage Service Plan |  |  | SP POWER MPRS | Services | EcoFitâ„¢ Life Extension Advanced for UPS | 29455 | 25036.75
WMPRS1H-VT-40-3E | Smart-UPS VT Revitalization for (1) 40 kVA 400V UPS 3:3 with EcoStruxure Service Plan |  |  | SP POWER MPRS | Services | EcoFitâ„¢ Life Extension Advanced for UPS | 32090 | 27276.5
WMPRS2-LX-02 | Modular UPS Revitalization Service for (1) Symmetra LX with 2 X SYPM4KP |  |  | SP POWER MPRS | Services | EcoFitâ„¢ Life Extension Advanced for UPS | 9250 | 7862.5
WMPRS2-MP2-102 | Modular Power Revitalization Service 2 X SYPM10KF2, for Symmetra PX2 100kVA Frame |  |  | SP POWER MPRS | Services | EcoFitâ„¢ Life Extension Advanced for UPS | 28650 | 24352.5
WMPRS2-MP-22 | Modular UPS Revitalization Service for (1) Symmetra PX - ISX 20k A-I-O 40k Frame with 2 X SYPM10KF |  |  | SP POWER MPRS | Services | EcoFitâ„¢ Life Extension Advanced for UPS | 25765 | 21900.25
WMPRS2-MP-42 | Modular UPS Revitalization Service Kit for (1) SYPX 40k Frame with 2 X SYPM10KF |  |  | SP POWER MPRS | Services | EcoFitâ„¢ Life Extension Advanced for UPS | 26480 | 22508
WMPRS2-MP-102 | Modular UPS Revitalization Service for (1) Symmetra MW 1000kW Frame with 2 X SYPM200KG |  |  | SP POWER MPRS | Services | EcoFitâ„¢ Life Extension Advanced for UPS | 176085 | 149672.25
WMPRS2-MP-122 | Modular UPS Revitalization Service for (1) Symmetra MW 1200kW Frame with 2 X SYPM200KG |  |  | SP POWER MPRS | Services | EcoFitâ„¢ Life Extension Advanced for UPS | 185880 | 157998
WMPRS2-MP-142 | Modular UPS Revitalization Service for (1) Symmetra MW 1400kW Frame with 2 X SYPM200KG |  |  | SP POWER MPRS | Services | EcoFitâ„¢ Life Extension Advanced for UPS | 190265 | 161725.25
WMPRS2-MP-162 | Modular UPS Revitalization Service for (1) Symmetra MW 1600kW Frame with 2 X SYPM200KG |  |  | SP POWER MPRS | Services | EcoFitâ„¢ Life Extension Advanced for UPS | 194815 | 165592.75
WMPRS2-MP-402 | Modular UPS Revitalization Service for (1) Symmetra MW 400kW Frame with 2 X SYPM200KG |  |  | SP POWER MPRS | Services | EcoFitâ„¢ Life Extension Advanced for UPS | 154745 | 131533.25
WMPRS2-MP-602 | Modular UPS Revitalization Service for (1) Symmetra MW 600kW Frame with 2 X SYPM200KG |  |  | SP POWER MPRS | Services | EcoFitâ„¢ Life Extension Advanced for UPS | 156575 | 133088.75
WMPRS2-MP-802 | Modular UPS Revitalization Service for (1) Symmetra MW 800kW Frame with 2 X SYPM200KG |  |  | SP POWER MPRS | Services | EcoFitâ„¢ Life Extension Advanced for UPS | 165940 | 141049
WMPRS2B-LX-02 | Modular UPS Revitalization Service for (1) Symmetra LX with 2 X SYPM4KP, 2 X SYBT5 |  |  | SP POWER MPRS | Services | EcoFitâ„¢ Life Extension Advanced for UPS | 10595 | 9005.75
WMPRS3-LX-03 | Modular UPS Revitalization Service for (1) Symmetra LX with 3 X SYPM4KP |  |  | SP POWER MPRS | Services | EcoFitâ„¢ Life Extension Advanced for UPS | 10910 | 9273.5
WMPRS3-MP2-103 | Modular Power Revitalization Service 3 X SYPM10KF2, for Symmetra PX2 100kVA Frame |  |  | SP POWER MPRS | Services | EcoFitâ„¢ Life Extension Advanced for UPS | 33040 | 28084
WMPRS3-MP-23 | Modular UPS Revitalization Service for (1) SYPX - ISX 20k A-I-O with 3 X High Efficiency Power Mod |  |  | SP POWER MPRS | Services | EcoFitâ„¢ Life Extension Advanced for UPS | 30095 | 25580.75
WMPRS3-MP-43 | Modular UPS Revitalization Service for (1) Symmetra PX 40k Frame with 3 X SYPM10KF |  |  | SP POWER MPRS | Services | EcoFitâ„¢ Life Extension Advanced for UPS | 31265 | 26575.25
WMPRS3-MP-103 | Modular UPS Revitalization Service for (1) Symmetra MW 1000kW Frame with 3 X SYPM200KG |  |  | SP POWER MPRS | Services | EcoFitâ„¢ Life Extension Advanced for UPS | 224920 | 191182
WMPRS3-MP-123 | Modular UPS Revitalization Service for (1) Symmetra MW 1200kW Frame with 3 X SYPM200KG |  |  | SP POWER MPRS | Services | EcoFitâ„¢ Life Extension Advanced for UPS | 234925 | 199686.25
WMPRS3-MP-143 | Modular UPS Revitalization Service for (1) Symmetra MW 1400kW Frame with 3 X SYPM200KG |  |  | SP POWER MPRS | Services | EcoFitâ„¢ Life Extension Advanced for UPS | 241610 | 205368.5
WMPRS3-MP-163 | Modular UPS Revitalization Service for (1) Symmetra MW 1600kW Frame with 3 X SYPM200KG |  |  | SP POWER MPRS | Services | EcoFitâ„¢ Life Extension Advanced for UPS | 243835 | 207259.75
WMPRS3-MP-603 | Modular UPS Revitalization Service for (1) Symmetra MW 600kW Frame with 3 X SYPM200KG |  |  | SP POWER MPRS | Services | EcoFitâ„¢ Life Extension Advanced for UPS | 205620 | 174777
WMPRS3-MP-803 | Modular UPS Revitalization Service for (1) Symmetra MW 800kW Frame with 3 X SYPM200KG |  |  | SP POWER MPRS | Services | EcoFitâ„¢ Life Extension Advanced for UPS | 214980 | 182733
WMPRS3B-LX-03 | Modular UPS Revitalization Service for (1) Symmetra LX with 3 X SYPM4KP, 3 X SYBT5 |  |  | SP POWER MPRS | Services | EcoFitâ„¢ Life Extension Advanced for UPS | 12930 | 10990.5
WMPRS4-LX-04 | Modular UPS Revitalization Service for (1) Symmetra LX with 4 X SYPM4KP |  |  | SP POWER MPRS | Services | EcoFitâ„¢ Life Extension Advanced for UPS | 12570 | 10684.5
WMPRS4-MP2-104 | Modular Power Revitalization Service 4 X SYPM10KF2, for Symmetra PX2 100kVA Frame |  |  | SP POWER MPRS | Services | EcoFitâ„¢ Life Extension Advanced for UPS | 37725 | 32066.25
WMPRS4-MP-44 | Modular UPS Revitalization Service for (1) Symmetra PX 40k Frame with 4 X SYPM10KF |  |  | SP POWER MPRS | Services | EcoFitâ„¢ Life Extension Advanced for UPS | 36045 | 30638.25
WMPRS4-MP-104 | Modular UPS Revitalization Service for (1) Symmetra MW 1000kW Frame with 4 X SYPM200KG |  |  | SP POWER MPRS | Services | EcoFitâ„¢ Life Extension Advanced for UPS | 273965 | 232870.25
WMPRS4-MP-124 | Modular UPS Revitalization Service for (1) Symmetra MW 1200kW Frame with 4 X SYPM200KG |  |  | SP POWER MPRS | Services | EcoFitâ„¢ Life Extension Advanced for UPS | 283945 | 241353.25
WMPRS4-MP-144 | Modular UPS Revitalization Service for (1) Symmetra MW 1400kW Frame with 4 X SYPM200KG |  |  | SP POWER MPRS | Services | EcoFitâ„¢ Life Extension Advanced for UPS | 290655 | 247056.75
WMPRS4-MP-164 | Modular UPS Revitalization Service for (1) Symmetra MW 1600kW Frame with 4 X SYPM200KG |  |  | SP POWER MPRS | Services | EcoFitâ„¢ Life Extension Advanced for UPS | 292875 | 248943.75
WMPRS4-MP-804 | Modular UPS Revitalization Service for (1) Symmetra MW 800kW Frame with 4 X SYPM200KG |  |  | SP POWER MPRS | Services | EcoFitâ„¢ Life Extension Advanced for UPS | 264025 | 224421.25
WMPRS4B-LX-04 | Modular UPS Revitalization Service for (1) Symmetra LX with 4 X SYPM4KP, 4 X SYBT5 |  |  | SP POWER MPRS | Services | EcoFitâ„¢ Life Extension Advanced for UPS | 15265 | 12975.25
WMPRS5-LX-05 | Modular UPS Revitalization Service for (1) Symmetra LX with 5 X SYPM4KP |  |  | SP POWER MPRS | Services | EcoFitâ„¢ Life Extension Advanced for UPS | 14230 | 12095.5
WMPRS5-MP2-105 | Modular Power Revitalization Service 5 X SYPM10KF2, for Symmetra PX2 100kVA Frame |  |  | SP POWER MPRS | Services | EcoFitâ„¢ Life Extension Advanced for UPS | 42325 | 35976.25
WMPRS5-MP-45 | Modular UPS Revitalization Service for (1) Symmetra PX 40k Frame with 5 X SYPM10KF |  |  | SP POWER MPRS | Services | EcoFitâ„¢ Life Extension Advanced for UPS | 40540 | 34459
WMPRS5-MP-105 | Modular UPS Revitalization Service for (1) Symmetra MW 1000kW Frame with 5 X SYPM200KG |  |  | SP POWER MPRS | Services | EcoFitâ„¢ Life Extension Advanced for UPS | 322985 | 274537.25
WMPRS5-MP-125 | Modular UPS Revitalization Service for (1) Symmetra MW 1200kW Frame with 5 X SYPM200KG |  |  | SP POWER MPRS | Services | EcoFitâ„¢ Life Extension Advanced for UPS | 332985 | 283037.25
WMPRS5-MP-145 | Modular UPS Revitalization Service for (1) Symmetra MW 1400kW Frame with 5 X SYPM200KG |  |  | SP POWER MPRS | Services | EcoFitâ„¢ Life Extension Advanced for UPS | 339675 | 288723.75
WMPRS5-MP-165 | Modular UPS Revitalization Service for (1) Symmetra MW 1600kW Frame with 5 X SYPM200KG |  |  | SP POWER MPRS | Services | EcoFitâ„¢ Life Extension Advanced for UPS | 341920 | 290632
WMPRS5B-LX-05 | Modular UPS Revitalization Service for (1) Symmetra LX with 5 X SYPM4KP, 4 X SYBT5 |  |  | SP POWER MPRS | Services | EcoFitâ„¢ Life Extension Advanced for UPS | 16920 | 14382
WMPRS6-MP2-106 | Modular Power Revitalization Service 6 X SYPM10KF2, for Symmetra PX2 100kVA Frame |  |  | SP POWER MPRS | Services | EcoFitâ„¢ Life Extension Advanced for UPS | 47155 | 40081.75
WMPRS6-MP-126 | Modular UPS Revitalization Service for (1) Symmetra MW 1200kW Frame with 6 X SYPM200KG |  |  | SP POWER MPRS | Services | EcoFitâ„¢ Life Extension Advanced for UPS | 383060 | 325601
WMPRS6-MP-146 | Modular UPS Revitalization Service for (1) Symmetra MW 1400kW Frame with 6 X SYPM200KG |  |  | SP POWER MPRS | Services | EcoFitâ„¢ Life Extension Advanced for UPS | 389745 | 331283.25
WMPRS6-MP-166 | Modular UPS Revitalization Service for (1) Symmetra MW 1600kW Frame with 6 X SYPM200KG |  |  | SP POWER MPRS | Services | EcoFitâ„¢ Life Extension Advanced for UPS | 391805 | 333034.25
WMPRS7-MP2-107 | Modular Power Revitalization Service 7 X SYPM10KF2, for Symmetra PX2 100kVA Frame |  |  | SP POWER MPRS | Services | EcoFitâ„¢ Life Extension Advanced for UPS | 51660 | 43911
WMPRS7-MP-147 | Modular UPS Revitalization Service for (1) Symmetra MW 1400kW Frame with 7 X SYPM200KG |  |  | SP POWER MPRS | Services | EcoFitâ„¢ Life Extension Advanced for UPS | 438790 | 372971.5
WMPRS7-MP-167 | Modular UPS Revitalization Service for (1) Symmetra MW 1600kW Frame with 7 X SYPM200KG |  |  | SP POWER MPRS | Services | EcoFitâ„¢ Life Extension Advanced for UPS | 441010 | 374858.5
WMPRS8-MP2-108 | Modular Power Revitalization Service 8 X SYPM10KF2, for Symmetra PX2 100kVA Frame |  |  | SP POWER MPRS | Services | EcoFitâ„¢ Life Extension Advanced for UPS | 56145 | 47723.25
WMPRS8-MP-168 | Modular UPS Revitalization Service for (1) Symmetra MW 1600kW Frame with 8 X SYPM200KG |  |  | SP POWER MPRS | Services | EcoFitâ„¢ Life Extension Advanced for UPS | 491080 | 417418
WMPRS9-MP2-109 | Modular Power Revitalization Service 9 X SYPM10KF2, for Symmetra PX2 100kVA Frame |  |  | SP POWER MPRS | Services | EcoFitâ„¢ Life Extension Advanced for UPS | 59585 | 50647.25
WMPRS10-MP2-110 | Modular Power Revitalization Service 10 X SYPM10KF2, for Symmetra PX2 100kVA Frame |  |  | SP POWER MPRS | Services | EcoFitâ„¢ Life Extension Advanced for UPS | 64635 | 54939.75
WMPRS11-MP2-111 | Modular Power Revitalization Service 11 X SYPM10KF2, for Symmetra PX2 100kVA Frame |  |  | SP POWER MPRS | Services | EcoFitâ„¢ Life Extension Advanced for UPS | 76400 | 64940
WMPRS254-MP-254 | Modular UPS Revitalization Service for (1) Symmetra PX250 4x SYPM25KD, MBP and Distribution |  |  | SP POWER MPRS | Services | EcoFitâ„¢ Life Extension Advanced for UPS | 94890 | 80656.5
WMPRS255-MP-255 | Modular UPS Revitalization Service for (1) Symmetra PX250 5x SYPM25KD, MBP and Distribution |  |  | SP POWER MPRS | Services | EcoFitâ„¢ Life Extension Advanced for UPS | 100870 | 85739.5
WMPRS256-MP-256 | Modular UPS Revitalization Service for (1) Symmetra PX250 6x SYPM25KD, MBP and Distribution |  |  | SP POWER MPRS | Services | EcoFitâ„¢ Life Extension Advanced for UPS | 108470 | 92199.5
WMPRS257-MP-257 | Modular UPS Revitalization Service for (1) Symmetra PX250 7x SYPM25KD, MBP and Distribution |  |  | SP POWER MPRS | Services | EcoFitâ„¢ Life Extension Advanced for UPS | 116080 | 98668
WMPRS258-MP-258 | Modular UPS Revitalization Service for (1) Symmetra PX250 8x SYPM25KD, MBP and Distribution |  |  | SP POWER MPRS | Services | EcoFitâ„¢ Life Extension Advanced for UPS | 127270 | 108179.5
WMPRS259-MP-259 | Modular UPS Revitalization Service for (1) Symmetra PX250 9x SYPM25KD, MBP and Distribution |  |  | SP POWER MPRS | Services | EcoFitâ„¢ Life Extension Advanced for UPS | 134880 | 114648
WMPRS505-MP-505 | Modular UPS Revitalization Service for (1) Symmetra PX500 5x SYPM25KD, MBP and Distribution |  |  | SP POWER MPRS | Services | EcoFitâ„¢ Life Extension Advanced for UPS | 105655 | 89806.75
WMPRS506-MP-506 | Modular UPS Revitalization Service for (1) Symmetra PX500 6x SYPM25KD, MBP and Distribution |  |  | SP POWER MPRS | Services | EcoFitâ„¢ Life Extension Advanced for UPS | 113260 | 96271
WMPRS507-MP-507 | Modular UPS Revitalization Service for (1) Symmetra PX500 7x SYPM25KD, MBP and Distribution |  |  | SP POWER MPRS | Services | EcoFitâ„¢ Life Extension Advanced for UPS | 120865 | 102735.25
WMPRS508-MP-508 | Modular UPS Revitalization Service for (1) Symmetra PX500 8x SYPM25KD, MBP and Distribution |  |  | SP POWER MPRS | Services | EcoFitâ„¢ Life Extension Advanced for UPS | 132050 | 112242.5
WMPRS509-MP-509 | Modular UPS Revitalization Service for (1) Symmetra PX500 9x SYPM25KD, MBP and Distribution |  |  | SP POWER MPRS | Services | EcoFitâ„¢ Life Extension Advanced for UPS | 139660 | 118711
WMPRS510-MP-510 | Modular UPS Revitalization Service for (1) Symmetra PX500 10x SYPM25KD, MBP and Distribution |  |  | SP POWER MPRS | Services | EcoFitâ„¢ Life Extension Advanced for UPS | 163210 | 138728.5
WMPRS511-MP-511 | Modular UPS Revitalization Service for (1) Symmetra PX500 11x SYPM25KD, MBP and Distribution |  |  | SP POWER MPRS | Services | EcoFitâ„¢ Life Extension Advanced for UPS | 171230 | 145545.5
WMPRS512-MP-512 | Modular UPS Revitalization Service for (1) Symmetra PX500 12x SYPM25KD, MBP and Distribution |  |  | SP POWER MPRS | Services | EcoFitâ„¢ Life Extension Advanced for UPS | 189740 | 161279
WMPRS513-MP-513 | Modular UPS Revitalization Service for (1) Symmetra PX500 13x SYPM25KD, MBP and Distribution |  |  | SP POWER MPRS | Services | EcoFitâ„¢ Life Extension Advanced for UPS | 197435 | 167819.75
WMPRS514-MP-514 | Modular UPS Revitalization Service for (1) Symmetra PX500 14x SYPM25KD, MBP and Distribution |  |  | SP POWER MPRS | Services | EcoFitâ„¢ Life Extension Advanced for UPS | 196585 | 167097.25
WMPRS515-MP-515 | Modular UPS Revitalization Service for (1) Symmetra PX500 15x SYPM25KD, MBP and Distribution |  |  | SP POWER MPRS | Services | EcoFitâ„¢ Life Extension Advanced for UPS | 203955 | 173361.75
WMPRS516-MP-516 | Modular UPS Revitalization Service for (1) Symmetra PX500 16x SYPM25KD, MBP and Distribution |  |  | SP POWER MPRS | Services | EcoFitâ„¢ Life Extension Advanced for UPS | 220075 | 187063.75
WMPRS517-MP-517 | Modular UPS Revitalization Service for (1) Symmetra PX500 17x SYPM25KD, MBP and Distribution |  |  | SP POWER MPRS | Services | EcoFitâ„¢ Life Extension Advanced for UPS | 227125 | 193056.25
WMPRS518-MP-518 | Modular UPS Revitalization Service for (1) Symmetra PX500 18x SYPM25KD, MBP and Distribution |  |  | SP POWER MPRS | Services | EcoFitâ„¢ Life Extension Advanced for UPS | 223535 | 190004.75
WMPRS519-MP-519 | Modular UPS Revitalization Service for (1) Symmetra PX500 19x SYPM25KD, MBP and Distribution |  |  | SP POWER MPRS | Services | EcoFitâ„¢ Life Extension Advanced for UPS | 226635 | 192639.75
WMPRS520-MP-520 | Modular UPS Revitalization Service for (1) Symmetra PX500 20x SYPM25KD, MBP and Distribution |  |  | SP POWER MPRS | Services | EcoFitâ„¢ Life Extension Advanced for UPS | 237970 | 202274.5
WMPRS2510-MP-2510 | Modular UPS Revitalization Service for (1) Symmetra PX250 10x SYPM25KD, MBP and Distribution |  |  | SP POWER MPRS | Services | EcoFitâ„¢ Life Extension Advanced for UPS | 145800 | 123930
WMPRSEBS-EB-01 | Modular EBS Revitalization Service for (1) EBS 1000 for Symmetra MW |  |  | SP POWER MPRS | Services | EcoFitâ„¢ Life Extension Advanced for UPS | 24050 | 20442.5
WMPRSEBS-EB-02 | Modular EBS Revitalization Service for (1) EBS 2000 for Symmetra MW |  |  | SP POWER MPRS | Services | EcoFitâ„¢ Life Extension Advanced for UPS | 29940 | 25449
WMPRSEBS-EB-03 | Modular EBS Revitalization Service for (1) EBS 4000 for Symmetra MW |  |  | SP POWER MPRS | Services | EcoFitâ„¢ Life Extension Advanced for UPS | 54105 | 45989.25
WMPRSMBPB-MBP-01 | Revitalization Service for (1) Symmetra PX250-500 Frame for 3rd party Batts or MBP |  |  | SP POWER MPRS | Services | EcoFitâ„¢ Life Extension Advanced for UPS | 1845 | 1568.25
WMPRSXR8-MP-01 | Modular Power Revitalization Srvc for (1) PX250-500/SYBFXR8 |  |  | SP POWER MPRS | Services | EcoFitâ„¢ Life Extension Advanced for UPS | 3460 | 2941
WMPRSXR8-MP-01C | Modular Power Revitalization Srvc for (1) PX40-80/SYCFXR8 |  |  | SP POWER MPRS | Services | EcoFitâ„¢ Life Extension Advanced for UPS | 4070 | 3459.5
WMPRSXR9-MP2-02 | Modular Power Revitalization Srvc for (1) PX100-160/SYCFXR9 |  |  | SP POWER MPRS | Services | EcoFitâ„¢ Life Extension Advanced for UPS | 2870 | 2439.5
WRODSA-ACRC301H | InRow ACRC301H with On-Site Extended Warranty and Green Disposal |  |  | SP COOL MODERNIZATION | Services | EcoFitâ„¢ Replacement for Cooling | 31130 | 26460.5
WRODSA-ACRC301S | InRow ACRC301S with On-Site Extended Warranty and Green Disposal |  |  | SP COOL MODERNIZATION | Services | EcoFitâ„¢ Replacement for Cooling | 24290 | 20646.5
WROSA-ACRC301H | InRow ACRC301H with On-Site Extended Warranty |  |  | SP COOL MODERNIZATION | Services | EcoFitâ„¢ Replacement for Cooling | 30255 | 25716.75
WROSA-ACRC301S | InRow ACRC301S with On-Site Extended Warranty |  |  | SP COOL MODERNIZATION | Services | EcoFitâ„¢ Replacement for Cooling | 23415 | 19902.75
WRUXDSA-ACRC301H | InRow ACRC301H with Advantage Ultra, EcoStruxure AA Prevent and Green Disposal |  |  | SP COOL MODERNIZATION | Services | EcoFitâ„¢ Replacement for Cooling | 31500 | 26775
WRUXDSA-ACRC301S | InRow ACRC301S with Advantage Ultra, EcoStruxure AA Prevent and Green Disposal |  |  | SP COOL MODERNIZATION | Services | EcoFitâ„¢ Replacement for Cooling | 24655 | 20956.75
WRUXSA-ACRC301H | InRow ACRC301H with Advantage Ultra, EcoStruxure Asset Adviser Prevent |  |  | SP COOL MODERNIZATION | Services | EcoFitâ„¢ Replacement for Cooling | 30620 | 26027
WRUXSA-ACRC301S | InRow ACRC301S with Advantage Ultra, EcoStruxure Asset Adviser Prevent |  |  | SP COOL MODERNIZATION | Services | EcoFitâ„¢ Replacement for Cooling | 23780 | 20213
WUPGMPRS7X24-MP-00 | Scheduling Upgrade to 7X24 for MPRS |  |  | SP POWER MPRS | Services | EcoFitâ„¢ Life Extension Essential for UPS | Call for Quote | Call for Quote
WUPGVSPW7X24-VS-00 | Scheduling Upgrade to 7X24 for Galaxy VS Power Upgrade service |  |  | SP POWER REFRESH UPS | Services | EcoFitâ„¢ Life Extension Essential for UPS | 1255 | 1066.75
WUPGVSPW-VS-05 | 5 KVA power upgrade service for (1) Galaxy VS UPS |  |  | SP POWER REFRESH UPS | Services | EcoFitâ„¢ Life Extension Essential for UPS | 3890 | 3306.5
WUPGVSPW-VS-10 | 10 KVA power upgrade service for (1) Galaxy VS UPS |  |  | SP POWER REFRESH UPS | Services | EcoFitâ„¢ Life Extension Essential for UPS | 4400 | 3740
WUPGVSPW-VS-15 | 15 KVA power upgrade service for (1) Galaxy VS UPS |  |  | SP POWER REFRESH UPS | Services | EcoFitâ„¢ Life Extension Essential for UPS | 4865 | 4135.25
WUPGVSPW-VS-20 | 20 KVA power upgrade service for (1) Galaxy VS UPS |  |  | SP POWER REFRESH UPS | Services | EcoFitâ„¢ Life Extension Essential for UPS | 5310 | 4513.5
WUPGVSPW-VS-25 | 25 KVA power upgrade service for (1) Galaxy VS UPS |  |  | SP POWER REFRESH UPS | Services | EcoFitâ„¢ Life Extension Essential for UPS | 5745 | 4883.25
WUPGVSPW-VS-30 | 30 KVA power upgrade service for (1) Galaxy VS UPS |  |  | SP POWER REFRESH UPS | Services | EcoFitâ„¢ Life Extension Essential for UPS | 6170 | 5244.5
WUPGVSPW-VS-35 | 35 KVA power upgrade service for (1) Galaxy VS UPS |  |  | SP POWER REFRESH UPS | Services | EcoFitâ„¢ Life Extension Essential for UPS | 6570 | 5584.5
WUPGVSPW-VS-40 | 40 KVA power upgrade service for (1) Galaxy VS UPS |  |  | SP POWER REFRESH UPS | Services | EcoFitâ„¢ Life Extension Essential for UPS | 6950 | 5907.5
WUPGVSPW-VS-50 | 50 KVA power upgrade service for (1) Galaxy VS UPS |  |  | SP POWER REFRESH UPS | Services | EcoFitâ„¢ Life Extension Essential for UPS | 7560 | 6426
WUPGVSPW-VS-60 | 60 KVA power upgrade service for (1) Galaxy VS UPS |  |  | SP POWER REFRESH UPS | Services | EcoFitâ„¢ Life Extension Essential for UPS | 8115 | 6897.75
WUPGVSPW-VS-70 | 70 KVA power upgrade service for (1) Galaxy VS UPS |  |  | SP POWER REFRESH UPS | Services | EcoFitâ„¢ Life Extension Essential for UPS | 8610 | 7318.5
WUPGVSPW-VS-80 | 80 KVA power upgrade service for (1) Galaxy VS UPS |  |  | SP POWER REFRESH UPS | Services | EcoFitâ„¢ Life Extension Essential for UPS | 9055 | 7696.75
WUPGVSPW-VS-90 | 90 KVA power upgrade service for (1) Galaxy VS UPS |  |  | SP POWER REFRESH UPS | Services | EcoFitâ„¢ Life Extension Essential for UPS | 9455 | 8036.75
0M-PMM5VOLTS216 | PMM CONNECTION KIT FOR 216V 500kVA |  |  | 3PH POWER DISTRIBUTION | Power Distribution | Galaxy Power Distribution | 367 | 311.95
0M-PMM5VOLTS415 | PMM CONNECTION KIT FOR 415V 500kVA |  |  | 3PH POWER DISTRIBUTION | Power Distribution | Galaxy Power Distribution | 717 | 609.45
0M-PMM30FF084 | 30 KVA 208V INPUT 208V OUTPUT 84 POLE |  |  | 3PH POWER DISTRIBUTION | Power Distribution | Galaxy Power Distribution | 10030 | 8525.5
0M-PMM50FF168 | 50 KVA 208V INPUT 208V OUTPUT 168 POLE |  |  | 3PH POWER DISTRIBUTION | Power Distribution | Galaxy Power Distribution | 7770 | 6604.5
0M-PMM50GF084 | 50 KVA 480V INPUT 208V OUTPUT 84 POLE |  |  | 3PH POWER DISTRIBUTION | Power Distribution | Galaxy Power Distribution | 15060 | 12801
0M-PMM50GF168 | 50 KVA 480V INPUT 208V OUTPUT 168 POLE |  |  | 3PH POWER DISTRIBUTION | Power Distribution | Galaxy Power Distribution | 8330 | 7080.5
0M-PMM75FF126 | 75 KVA 208V INPUT 208V OUTPUT 126 POLE |  |  | 3PH POWER DISTRIBUTION | Power Distribution | Galaxy Power Distribution | 7810 | 6638.5
0M-PMM75GF084 | 75 KVA 480V INPUT 208V OUTPUT 84 POLE |  |  | 3PH POWER DISTRIBUTION | Power Distribution | Galaxy Power Distribution | 15135 | 12864.75
0M-PMM75GF126 | 75 KVA 480V INPUT 208V OUTPUT 126 POLE |  |  | 3PH POWER DISTRIBUTION | Power Distribution | Galaxy Power Distribution | 7810 | 6638.5
0M-PMM100FF168 | 100 KVA 208V INPUT 208V OUTPUT 168 POLE |  |  | 3PH POWER DISTRIBUTION | Power Distribution | Galaxy Power Distribution | 7815 | 6642.75
0M-PMM100FF252 | 100 KVA 208V INPUT 208V OUTPUT 252 POLE |  |  | 3PH POWER DISTRIBUTION | Power Distribution | Galaxy Power Distribution | 8850 | 7522.5
0M-PMM100GF084 | 100 KVA 480V INPUT 208V OUTPUT 84 POLE |  |  | 3PH POWER DISTRIBUTION | Power Distribution | Galaxy Power Distribution | 15065 | 12805.25
0M-PMM125GF084 | 125 KVA 480V INPUT 208V OUTPUT 84 POLE |  |  | 3PH POWER DISTRIBUTION | Power Distribution | Galaxy Power Distribution | 16560 | 14076
0M-PMM125GF126 | 125 KVA 480V INPUT 208V OUTPUT 126 POLE |  |  | 3PH POWER DISTRIBUTION | Power Distribution | Galaxy Power Distribution | 11865 | 10085.25
0M-PMM150GF084 | 150 KVA 480V INPUT 208V OUTPUT 84 POLE |  |  | 3PH POWER DISTRIBUTION | Power Distribution | Galaxy Power Distribution | 17790 | 15121.5
0M-PMM150LF084 | 150 KVA 600V INPUT 208V OUTPUT 84 POLE |  |  | 3PH POWER DISTRIBUTION | Power Distribution | Galaxy Power Distribution | 10030 | 8525.5
0M-PMM150LF126 | 150 KVA 600V INPUT 208V OUTPUT 126 POLE |  |  | 3PH POWER DISTRIBUTION | Power Distribution | Galaxy Power Distribution | 7910 | 6723.5
0M-PMM200GF084 | 200 KVA 480V INPUT 208V OUTPUT 84 POLE |  |  | 3PH POWER DISTRIBUTION | Power Distribution | Galaxy Power Distribution | 10740 | 9129
0M-PMMOPT003 | SQD 4 OUTPUT CB PNLB A |  |  | 3PH POWER DISTRIBUTION | Power Distribution | Galaxy Power Distribution | 4720 | 4012
0M-PMMOPT007 | SQD 4 OUTPUT CB PNLB B |  |  | 3PH POWER DISTRIBUTION | Power Distribution | Galaxy Power Distribution | 4780 | 4063
0M-PMMOPT015 | METER VERIS OUT |  |  | 3PH POWER DISTRIBUTION | Power Distribution | Galaxy Power Distribution | 3530 | 3000.5
0M-PMMOPT019 | ISOL GND KIT PMN084 |  |  | 3PH POWER DISTRIBUTION | Power Distribution | Galaxy Power Distribution | 1305 | 1109.25
0M-PMMOPT095 | SQD PNLB A W/Q2H |  |  | 3PH POWER DISTRIBUTION | Power Distribution | Galaxy Power Distribution | 2825 | 2401.25
0M-PMMOPT098 | SQD PNLB B W/Q2H |  |  | 3PH POWER DISTRIBUTION | Power Distribution | Galaxy Power Distribution | 2530 | 2150.5
0M-PMMOPT155 | METER VERIS IN/OUT 75KVA |  |  | 3PH POWER DISTRIBUTION | Power Distribution | Galaxy Power Distribution | 4915 | 4177.75
0M-PMMOPT305 | SYS 84 BOTTOM ENTRY 125-300KVA |  |  | 3PH POWER DISTRIBUTION | Power Distribution | Galaxy Power Distribution | 2910 | 2473.5
0M-PMMOPT340 | XFMR COPPER K20 225KVA 480V |  |  | 3PH POWER DISTRIBUTION | Power Distribution | Galaxy Power Distribution | 32380 | 27523
0M-PMMOPT348 | XFMR COPPER K20 300KVA 480V |  |  | 3PH POWER DISTRIBUTION | Power Distribution | Galaxy Power Distribution | 40300 | 34255
0M-PMMXSEISBRK084 | SEISMIC BRACING SYS 084 |  |  | 3PH POWER DISTRIBUTION | Power Distribution | Galaxy Power Distribution | 311 | 264.35
0M-PMRFF168B | 208V INPUT/OUTPUT 168 POLE B-B |  |  | 3PH POWER DISTRIBUTION | Power Distribution | Galaxy Power Distribution | 13585 | 11547.25
GRPPIP2X84 | Galaxy RPP with fingersafe IP2X panelboard, white | 240 | 240 | 3PH POWER DISTRIBUTION | Power Distribution | Galaxy Power Distribution | Call for Quote | Call for Quote
GRPPIP2X89 | Galaxy RPP with fingersafe IP2X panelboard, black | 240 | 240 | 3PH POWER DISTRIBUTION | Power Distribution | Galaxy Power Distribution | Call for Quote | Call for Quote
GRPPNF84 | Galaxy RPP with NF panelboard, white | 480 3 PH | 480 3 PH | 3PH POWER DISTRIBUTION | Power Distribution | Galaxy Power Distribution | Call for Quote | Call for Quote
GRPPNF89 | Galaxy RPP with NF panelboard, black | 480 3 PH | 480 3 PH | 3PH POWER DISTRIBUTION | Power Distribution | Galaxy Power Distribution | Call for Quote | Call for Quote
GRPPNQ84 | Galaxy RPP with NQ panelboard, white | 240 3 PH | 240 | 3PH POWER DISTRIBUTION | Power Distribution | Galaxy Power Distribution | Call for Quote | Call for Quote
GRPPNQ89 | Galaxy RPP with NQ panelboard, black | 240 | 240 | 3PH POWER DISTRIBUTION | Power Distribution | Galaxy Power Distribution | Call for Quote | Call for Quote
PMM30X | POWER MANAGEMENT MODULE 30 KVA |  |  | 3PH POWER DISTRIBUTION | Power Distribution | Galaxy Power Distribution | Call for Quote | Call for Quote
PMM50X | POWER MANAGEMENT MODULE 50 KVA |  |  | 3PH POWER DISTRIBUTION | Power Distribution | Galaxy Power Distribution | Call for Quote | Call for Quote
PMM75 | MGE Power Management Module 75 kVA | 120 ,208 3 PH,480 3 PH,400 3 PH,600 3 PH | 120 ,208 3 PH | 3PH POWER DISTRIBUTION | Power Distribution | Galaxy Power Distribution | Call for Quote | Call for Quote
PMM75X | POWER MANAGEMENT MODULE 75 KVA |  |  | 3PH POWER DISTRIBUTION | Power Distribution | Galaxy Power Distribution | Call for Quote | Call for Quote
PMM100X | POWER MANAGEMENT MODULE 100 KVA |  |  | 3PH POWER DISTRIBUTION | Power Distribution | Galaxy Power Distribution | Call for Quote | Call for Quote
PMM125 | MGE Power Management Module 125 kVA | 480 3 PH,600 3 PH | 120 ,208 3 PH | 3PH POWER DISTRIBUTION | Power Distribution | Galaxy Power Distribution | Call for Quote | Call for Quote
PMM125X | POWER MANAGEMENT MODULE 125 KVA |  |  | 3PH POWER DISTRIBUTION | Power Distribution | Galaxy Power Distribution | Call for Quote | Call for Quote
PMM150X | POWER MANAGEMENT MODULE 150 KVA |  |  | 3PH POWER DISTRIBUTION | Power Distribution | Galaxy Power Distribution | Call for Quote | Call for Quote
PMM200X | POWER MANAGEMENT MODULE 200 KVA |  |  | 3PH POWER DISTRIBUTION | Power Distribution | Galaxy Power Distribution | Call for Quote | Call for Quote
PMM225X | POWER MANAGEMENT MODULE 225 KVA |  |  | 3PH POWER DISTRIBUTION | Power Distribution | Galaxy Power Distribution | Call for Quote | Call for Quote
PMM300X | POWER MANAGEMENT MODULE 300 KVA |  |  | 3PH POWER DISTRIBUTION | Power Distribution | Galaxy Power Distribution | Call for Quote | Call for Quote
PMM400-ALA | Power Management Module- 400kVA, Aluminum transformer, 480V-IN 400V/208V-OUT, Configurable | 480 3 PH | 208 3 PH ,400 3 PH | 3PH POWER DISTRIBUTION | Power Distribution | Galaxy Power Distribution | Call for Quote | Call for Quote
PMM400-ALAX | Power Management Module- 400kVA, Aluminum transformer 480V-IN 400V/208V-OUT, Standard unit | 480 3 PH | 208 3 PH ,480 3 PH | 3PH POWER DISTRIBUTION | Power Distribution | Galaxy Power Distribution | Call for Quote | Call for Quote
PMM400-CUB | Power Management Module- 400kVA, Copper transformer, 480V-IN 208V-OUT, Configurable | 480 3 PH | 208 | 3PH POWER DISTRIBUTION | Power Distribution | Galaxy Power Distribution | Call for Quote | Call for Quote
PMM400Q | Adapted Power Management Module and associated parts used with a PMM400 |  |  | 3PH POWER DISTRIBUTION | Power Distribution | Galaxy Power Distribution | Call for Quote | Call for Quote
PMM500-ALA | Power Management Module- 500kVA, Aluminum transformer 480V-IN 400/415/208/216 V- OUT, Configurable | 480 3 PH | 208 ,400 3 PH | 3PH POWER DISTRIBUTION | Power Distribution | Galaxy Power Distribution | Call for Quote | Call for Quote
PMM500-ALAX | Power Management Module- 500kVA, Aluminum transformer 480V-IN 400/415/208/216 V-OUT, Standard unit | 480 3 PH | 208 3 PH ,480 3 PH | 3PH POWER DISTRIBUTION | Power Distribution | Galaxy Power Distribution | Call for Quote | Call for Quote
PMM500-CUB | Power Management Module- 500kVA, Copper transformer 480V-IN 208V-OUT, Configurable | 480 3 PH | 208 3 PH | 3PH POWER DISTRIBUTION | Power Distribution | Galaxy Power Distribution | Call for Quote | Call for Quote
PMM500Q | Adapted Power Management Module and associated parts used with a PMM500 |  |  | 3PH POWER DISTRIBUTION | Power Distribution | Galaxy Power Distribution | Call for Quote | Call for Quote
PMMEO50 | EXTERNAL OPTIONS PMM 50 KVA |  |  | 3PH POWER DISTRIBUTION | Power Distribution | Galaxy Power Distribution | Call for Quote | Call for Quote
PMMEOX | EXTERNAL OPTIONS PMM |  |  | 3PH POWER DISTRIBUTION | Power Distribution | Galaxy Power Distribution | Call for Quote | Call for Quote
PMMQ | Adapted Power Distribution Unit and Associated Parts used with IPMM/RPMM |  |  | 3PH POWER DISTRIBUTION | Power Distribution | Galaxy Power Distribution | Call for Quote | Call for Quote
PMR4P1S | POWER MANAGEMENT MOD REM 4 PB 1SOURCE |  |  | 3PH POWER DISTRIBUTION | Power Distribution | Galaxy Power Distribution | Call for Quote | Call for Quote
QGPDU | Custom Galaxy PDU and Associated parts |  |  | 3PH POWER DISTRIBUTION | Power Distribution | Galaxy Power Distribution | Call for Quote | Call for Quote
QSPPDU | Power distribution units, associated parts, OEM from Smith Power(PDI) |  |  | 3PH POWER DISTRIBUTION | Power Distribution | Galaxy Power Distribution | Call for Quote | Call for Quote
0G-8310 | KIT FILLER SQD NQ PNL QTY 15 ATO |  |  | 3PH POWER DISTRIBUTION | Power Distribution | Configurable Power Distribution | 26 | 22.1
0G-8313 | PLUG FILLER GLAND PLATE 84P PDU ATO |  |  | 3PH POWER DISTRIBUTION | Power Distribution | Configurable Power Distribution | 13.25 | 11.2625
0G-8314 | BCPM 84P KIT ATO |  |  | 3PH POWER DISTRIBUTION | Power Distribution | Configurable Power Distribution | 12675 | 10773.75
0G-8315 | ASSY PACKAGING FINAL 84P PDU ATO |  |  | 3PH POWER DISTRIBUTION | Power Distribution | Configurable Power Distribution | 3575 | 3038.75
0G-ISX-150-UM-EN | APC ISX 150 KW PDU USER MANUAL |  |  | 3PH POWER DISTRIBUTION | Power Distribution | Configurable Power Accessories | 166 | 141.1
0G-ISX-B-UM-80 | GEN ISX 80K TYPE B USERS MANUAL |  |  | 3PH POWER DISTRIBUTION | Power Distribution | Configurable Power Accessories | 207 | 175.95
0G-ISX-B-UM-80-INT | GEN ISX 80K TYPE B USERS MANUAL INTL |  |  | 3PH POWER DISTRIBUTION | Power Distribution | Configurable Power Accessories | 222 | 188.7
0G-PD40F6FK1-M | TYPE B PDU INCL. 208V ISOLATION TRANSFORMER & MBP |  |  | 3PH POWER DISTRIBUTION | Power Distribution | Configurable Power Distribution | 30500 | 25925
0G-PD40G6FK1-M | TYPE B PDU INCL. 480V STEP DOWN TRANSFORMER & MBP |  |  | 3PH POWER DISTRIBUTION | Power Distribution | Configurable Power Distribution | 29420 | 25007
0G-PD40L6FK1-M | TYPE B PDU INCL. 600V STEP DOWN TRANSFORMER & MBP |  |  | 3PH POWER DISTRIBUTION | Power Distribution | Configurable Power Distribution | 27865 | 23685.25
0G-PD60F6FK1 | TYPE C PDU INCL. 208V ISOLATION TRANSFORMER |  |  | 3PH POWER DISTRIBUTION | Power Distribution | Configurable Power Accessories | 25490 | 21666.5
0G-PD60G6FK1 | TYPE C PDU INCL. 480V STEP DOWN TRANSFORMER |  |  | 3PH POWER DISTRIBUTION | Power Distribution | Configurable Power Distribution | 23535 | 20004.75
0G-PD60L6FK1 | TYPE C PDU INCL. 600V STEP DOWN TRANSFORMER |  |  | 3PH POWER DISTRIBUTION | Power Distribution | Configurable Power Distribution | 23105 | 19639.25
0G-PDPB150G6F | ASSY 84P PDU GENERIC UNIT |  |  | 3PH POWER DISTRIBUTION | Power Distribution | Configurable Power Distribution | 44600 | 37910
0G-PDPB150G6FATO | ASSY 84P PDU BASE UNIT ATO |  |  | 3PH POWER DISTRIBUTION | Power Distribution | Configurable Power Distribution | 44600 | 37910
0G-PDRDP-F-13-SX | ISX RDP 208V 13IN SX RACK |  |  | 3PH POWER DISTRIBUTION | Power Distribution | Configurable Power Distribution | 8780 | 7463
0G-PDRPPNX10 | TYPE C PDU 208V INPUT |  |  | 3PH POWER DISTRIBUTION | Power Distribution | Configurable Power Distribution | 14475 | 12303.75
0G-PDRPPNX10-M | S/A TYPE B PSX-PDU 208V IN W/MBP |  |  | 3PH POWER DISTRIBUTION | Power Distribution | Configurable Power Distribution | 18635 | 15839.75
0G-PDRPPNX14-M | TYPE B 80KW PSX-PDU 208V IN W/MBP |  |  | 3PH POWER DISTRIBUTION | Power Distribution | Configurable Power Distribution | 24165 | 20540.25
0G-PSX-B-UM-EN | InfraStruXure Type B User Manual |  |  | 3PH POWER DISTRIBUTION | Power Distribution | Configurable Power Accessories | 143 | 121.55
0G-PSX-C-UM-EN | INFRASTRUXURE TYPE C DISTRIBUTION USER MANUAL |  |  | 3PH POWER DISTRIBUTION | Power Distribution | Configurable Power Accessories | 168 | 142.8
0H-0991 | MBP CTO CABLES EXIT LEFT OF 84P |  |  | 3PH POWER DISTRIBUTION | Power Distribution | Configurable Power Distribution | 1925 | 1636.25
0H-0992 | MBP CTO CABLES EXIT RIGHT OF 84P |  |  | 3PH POWER DISTRIBUTION | Power Distribution | Configurable Power Distribution | 1925 | 1636.25
0M-0182-005 | CORDSET #12 5WIRE W/L21-20 5 FOOT |  |  | 3PH POWER DISTRIBUTION | Power Distribution | Configurable Power Accessories | 136 | 115.6
0M-0182-007 | CORDSET #12 5WIRE W/L21-20 7FOOT |  |  | 3PH POWER DISTRIBUTION | Power Distribution | Configurable Power Accessories | 140 | 119
0M-0182-009 | CORDSET #12 5WIRE W/L21-20 9FOOT |  |  | 3PH POWER DISTRIBUTION | Power Distribution | Configurable Power Accessories | 145 | 123.25
0M-0182-011 | CORDSET #12 5WIRE W/L21-20 11FOOT |  |  | 3PH POWER DISTRIBUTION | Power Distribution | Configurable Power Accessories | 151 | 128.35
0M-0182-013 | CORDSET #12 5WIRE W/L21-20 13FOOT |  |  | 3PH POWER DISTRIBUTION | Power Distribution | Configurable Power Accessories | 156 | 132.6
0M-0182-015 | CORDSET #12 5WIRE W/L21-20 15FOOT |  |  | 3PH POWER DISTRIBUTION | Power Distribution | Configurable Power Accessories | 160 | 136
0M-0182-017 | CORDSET #12 5WIRE W/L21-20 17FOOT |  |  | 3PH POWER DISTRIBUTION | Power Distribution | Configurable Power Accessories | 165 | 140.25
0M-0182-019 | CORDSET #12 5WIRE W/L21-20 19FOOT |  |  | 3PH POWER DISTRIBUTION | Power Distribution | Configurable Power Accessories | 169 | 143.65
0M-0182-021 | CORDSET #12 5WIRE W/L21-20 21FOOT |  |  | 3PH POWER DISTRIBUTION | Power Distribution | Configurable Power Accessories | 176 | 149.6
0M-0182-023 | CORDSET #12 5WIRE W/L21-20 23FOOT |  |  | 3PH POWER DISTRIBUTION | Power Distribution | Configurable Power Accessories | 181 | 153.85
0M-0182-025 | CORDSET #12 5WIRE W/L21-20 25FOOT |  |  | 3PH POWER DISTRIBUTION | Power Distribution | Configurable Power Accessories | 185 | 157.25
0M-0182-027 | CORDSET #12 5WIRE W/L21-20 27FOOT |  |  | 3PH POWER DISTRIBUTION | Power Distribution | Configurable Power Accessories | 190 | 161.5
0M-0182-029 | CORDSET #12 5WIRE W/L21-20 29FOOT |  |  | 3PH POWER DISTRIBUTION | Power Distribution | Configurable Power Accessories | 196 | 166.6
0M-0182-031 | CORDSET #12 5WIRE W/L21-20 31FOOT |  |  | 3PH POWER DISTRIBUTION | Power Distribution | Configurable Power Accessories | 201 | 170.85
0M-0182-033 | CORDSET #12 5WIRE W/L21-20 33FOOT |  |  | 3PH POWER DISTRIBUTION | Power Distribution | Configurable Power Accessories | 205 | 174.25
0M-0182-035 | CORDSET #12 5WIRE W/L21-20 35FOOT |  |  | 3PH POWER DISTRIBUTION | Power Distribution | Configurable Power Accessories | 212 | 180.2
0M-0182-037 | CORDSET #12 5WIRE W/L21-20 37FOOT |  |  | 3PH POWER DISTRIBUTION | Power Distribution | Configurable Power Accessories | 217 | 184.45
0M-0182-039 | CORDSET #12 5WIRE W/L21-20 39FOOT |  |  | 3PH POWER DISTRIBUTION | Power Distribution | Configurable Power Accessories | 221 | 187.85
0M-0182-041 | CORDSET #12 5WIRE W/L21-20 41FOOT |  |  | 3PH POWER DISTRIBUTION | Power Distribution | Configurable Power Accessories | 228 | 193.8
0M-0182-043 | CORDSET #12 5WIRE W/L21-20 43FOOT |  |  | 3PH POWER DISTRIBUTION | Power Distribution | Configurable Power Accessories | 232 | 197.2
0M-0182-045 | CORDSET #12 5WIRE W/L21-20 45FOOT |  |  | 3PH POWER DISTRIBUTION | Power Distribution | Configurable Power Accessories | 237 | 201.45
0M-0182-047 | CORDSET #12 5WIRE W/L21-20 47FOOT |  |  | 3PH POWER DISTRIBUTION | Power Distribution | Configurable Power Accessories | 241 | 204.85
0M-0182-049 | CORDSET #12 5WIRE W/L21-20 49FOOT |  |  | 3PH POWER DISTRIBUTION | Power Distribution | Configurable Power Accessories | 248 | 210.8
0M-0182-051 | CORDSET #12 5WIRE W/L21-20 51FOOT |  |  | 3PH POWER DISTRIBUTION | Power Distribution | Configurable Power Accessories | 253 | 215.05
0M-0182-053 | CORDSET #12 5WIRE W/L21-20 53FOOT |  |  | 3PH POWER DISTRIBUTION | Power Distribution | Configurable Power Accessories | 257 | 218.45
0M-0217 | BRANCH CURRENT MONITORING 21 POLE |  |  | 3PH POWER DISTRIBUTION | Power Distribution | Configurable Power Accessories | 2555 | 2171.75
0M-0218 | S/A BLANK PNL 1P CKTBRK NAM PSX-PDU |  |  | 3PH POWER DISTRIBUTION | Power Distribution | Configurable Power Accessories | 59 | 50.15
0M-1292 | KIT PSX-PDU BLACK EXTERIOR |  |  | 3PH POWER DISTRIBUTION | Power Distribution | Configurable Power Accessories | 1170 | 994.5
0M-1295 | BLANKING PANEL 1 POLE 230V PSX-PDU |  |  | 3PH POWER DISTRIBUTION | Power Distribution | Configurable Power Accessories | 16 | 13.6
0M-1699 | KIT PSX-PDU TYPE C BLACK EXTERIOR |  |  | 3PH POWER DISTRIBUTION | Power Distribution | Configurable Power Accessories | 1970 | 1674.5
0M-1705 | S/A TESTED BRK 1P 32A ABB SMISS |  |  | 3PH POWER DISTRIBUTION | Power Distribution | Configurable Power Accessories | 163 | 138.55
0M-1707 | S/A ELCB 2P 32A OVERCURRENT 30MA LEAK |  |  | 3PH POWER DISTRIBUTION | Power Distribution | Configurable Power Accessories | 237 | 201.45
0M-2299 | S/A CKT BRKR 2P 30A 10K UL |  |  | 3PH POWER DISTRIBUTION | Power Distribution | Configurable Power Accessories | 131 | 111.35
0M-2322-005 | CORDSET 4.0MM 3W W/32A IEC309R 5FOOT |  |  | 3PH POWER DISTRIBUTION | Power Distribution | Configurable Power Accessories | 117 | 99.45
0M-2322-007 | CORDSET 4.0MM 3W W/32A IEC309R 7FT |  |  | 3PH POWER DISTRIBUTION | Power Distribution | Configurable Power Accessories | 127 | 107.95
0M-2322-009 | CORDSET 4.0MM 3W W/32A IEC309R 9 FT |  |  | 3PH POWER DISTRIBUTION | Power Distribution | Configurable Power Accessories | 134 | 113.9
0M-2322-011 | CORDSET 4.0MM 3W W/32A IEC309R 11FT |  |  | 3PH POWER DISTRIBUTION | Power Distribution | Configurable Power Accessories | 144 | 122.4
0M-2322-013 | CORDSET 4.0MM 3W W/32A IEC309R 13 FT |  |  | 3PH POWER DISTRIBUTION | Power Distribution | Configurable Power Accessories | 154 | 130.9
0M-2322-019 | CORDSET 4.0MM 3W W/32A IEC309R 19FT |  |  | 3PH POWER DISTRIBUTION | Power Distribution | Configurable Power Accessories | 179 | 152.15
0M-2322-021 | CORDSET 4.0MM 3W W/32A IEC309R 21 FT |  |  | 3PH POWER DISTRIBUTION | Power Distribution | Configurable Power Accessories | 184 | 156.4
0M-2322-023 | CORDSET 4.0MM 3W W/32A IEC309R 23FT |  |  | 3PH POWER DISTRIBUTION | Power Distribution | Configurable Power Accessories | 190 | 161.5
0M-2322-025 | CORDSET 4.0MM 3W W/32A IEC309R 25 FT |  |  | 3PH POWER DISTRIBUTION | Power Distribution | Configurable Power Accessories | 204 | 173.4
0M-2322-027 | CORDSET 4.0MM 3W W/32A IEC309R 27FT |  |  | 3PH POWER DISTRIBUTION | Power Distribution | Configurable Power Accessories | 213 | 181.05
0M-2322-029 | CORDSET 4.0MM 3W W/32A IEC309R 29 FT |  |  | 3PH POWER DISTRIBUTION | Power Distribution | Configurable Power Accessories | 223 | 189.55
0M-2322-031 | CORDSET 4.0MM 3W W/32A IEC309R 31FT |  |  | 3PH POWER DISTRIBUTION | Power Distribution | Configurable Power Accessories | 233 | 198.05
0M-2322-033 | CORDSET 4.0MM 3W W/32A IEC309R 33 FT |  |  | 3PH POWER DISTRIBUTION | Power Distribution | Configurable Power Accessories | 236 | 200.6
0M-2322-035 | CORDSET 4.0MM 3W W/32A IEC309R 35FT |  |  | 3PH POWER DISTRIBUTION | Power Distribution | Configurable Power Accessories | 248 | 210.8
0M-2322-051 | CORDSET 4.0MM 3W W/32A IEC309R 51FT |  |  | 3PH POWER DISTRIBUTION | Power Distribution | Configurable Power Accessories | 316 | 268.6
0M-2323-011 | CORDSET #10 3 WIRE W/L6-30R 11 FOOT |  |  | 3PH POWER DISTRIBUTION | Power Distribution | Configurable Power Accessories | 145 | 123.25
0M-2349 | KIT LABEL PSX SYSTEM & RACK ID |  |  | 3PH POWER DISTRIBUTION | Power Distribution | Configurable Power Accessories | 138 | 117.3
0M-2600 | LOAD TEST PORT 80KW PSX-PDU 120V |  |  | 3PH POWER DISTRIBUTION | Power Distribution | Configurable Power Accessories | 1915 | 1627.75
0M-2601 | KIT 80KW PSX-PDU BLACK EXTERIOR |  |  | 3PH POWER DISTRIBUTION | Power Distribution | Configurable Power Accessories | 4140 | 3519
0M-2609 | UNDER FLOOR INPUT SINGLE FEED 80KW PSX-PDU |  |  | 3PH POWER DISTRIBUTION | Power Distribution | Configurable Power Accessories | 751 | 638.35
0M-2614-015 | S/A CORDSET #2 5W IEC309P 15FOOT |  |  | 3PH POWER DISTRIBUTION | Power Distribution | Configurable Power Distribution | 1635 | 1389.75
0M-2614-025 | S/A CORDSET #2 5W IEC309P 25FOOT |  |  | 3PH POWER DISTRIBUTION | Power Distribution | Configurable Power Accessories | 1695 | 1440.75
0M-2614-035 | S/A CORDSET #2 5W IEC309P 35FOOT |  |  | 3PH POWER DISTRIBUTION | Power Distribution | Configurable Power Accessories | 2080 | 1768
0M-2614-045 | S/A CORDSET #2 5W IEC309P 45FOOT |  |  | 3PH POWER DISTRIBUTION | Power Distribution | Configurable Power Distribution | 2260 | 1921
0M-2615-001 | S/A CORDSET 80A SUBFEED 1 PSX-RDP13 OH IEC309 |  |  | 3PH POWER DISTRIBUTION | Power Distribution | Configurable Power Accessories | 2590 | 2201.5
0M-2615-002 | S/A CORDSET 80A SUBFEED 2 PSX-RDP13 OH IEC309 |  |  | 3PH POWER DISTRIBUTION | Power Distribution | Configurable Power Accessories | 2475 | 2103.75
0M-2979 | ASSY RDP RACK 42U 1000MM SIDE PANEL BLK |  |  | 3PH POWER DISTRIBUTION | Power Distribution | Configurable Power Accessories | 327 | 277.95
0M-3037 | S/A PACKAGING RDP RACK TROUGH |  |  | 3PH POWER DISTRIBUTION | Power Distribution | Configurable Power Accessories | 1425 | 1211.25
0M-3080 | KIT BATTERY CABLE - MX28B/SPLIT BUS |  |  | OEM & SPECIAL PRODUCTS | Power Distribution | Configurable Power Accessories | 222 | 188.7
0M-3088 | S/A UNDER FLR FEED 480/600V SINGLE FEED PDU |  |  | 3PH POWER DISTRIBUTION | Power Distribution | Configurable Power Accessories | 667 | 566.95
0M-4201 | LOAD TEST PORT |  |  | 3PH POWER DISTRIBUTION | Power Distribution | Configurable Power Accessories | 1080 | 918
0M-4264 | 3-POLE, 20A BOLT-ON SQUARE D BREAKER |  |  | 3PH POWER DISTRIBUTION | Power Distribution | Configurable Power Accessories | 173 | 147.05
0M-4265 | 1-POLE, 20A BOLT-ON SQUARE D BREAKER |  |  | 3PH POWER DISTRIBUTION | Power Distribution | Configurable Power Accessories | 78 | 66.3
0M-4713 | S/A TESTED BRKR 3P 32A 230V ABB SMISS |  |  | 3PH POWER DISTRIBUTION | Power Distribution | Configurable Power Accessories | 256 | 217.6
0M-4766 | KIT LOWER TERMINAL BLOCK OPTION |  |  | 3PH POWER DISTRIBUTION | Power Distribution | Configurable Power Accessories | 783 | 665.55
0M-5011 | ASSY ISX-20KF FINAL ITEMS |  |  | 3PH POWER DISTRIBUTION | Power Distribution | Configurable Power Accessories | 1655 | 1406.75
0M-5245 | ASSY TESTED CKT BRKR 3P 150A 120/240V PNL |  |  | 3PH POWER DISTRIBUTION | Power Distribution | Configurable Power Accessories | 861 | 731.85
0M-5350-005 | TC 5WIRE W/L21-20 5 FOOT |  |  | 3PH POWER DISTRIBUTION | Power Distribution | Configurable Power Accessories | 260 | 221
0M-5350-007 | TC 5WIRE W/L21-20 7FOOT |  |  | 3PH POWER DISTRIBUTION | Power Distribution | Configurable Power Accessories | 275 | 233.75
0M-5350-009 | TC 5WIRE W/L21-20 9FOOT |  |  | 3PH POWER DISTRIBUTION | Power Distribution | Configurable Power Accessories | 287 | 243.95
0M-5350-011 | TC 5WIRE W/L21-20 11FOOT |  |  | 3PH POWER DISTRIBUTION | Power Distribution | Configurable Power Accessories | 298 | 253.3
0M-5350-013 | TC 5WIRE W/L21-20 13FOOT |  |  | 3PH POWER DISTRIBUTION | Power Distribution | Configurable Power Accessories | 309 | 262.65
0M-5350-015 | TC 5WIRE W/L21-20 15FOOT |  |  | 3PH POWER DISTRIBUTION | Power Distribution | Configurable Power Accessories | 320 | 272
0M-5350-017 | TC 5WIRE W/L21-20 17FOOT |  |  | 3PH POWER DISTRIBUTION | Power Distribution | Configurable Power Accessories | 332 | 282.2
0M-5350-019 | TC 5WIRE W/L21-20 19FOOT |  |  | 3PH POWER DISTRIBUTION | Power Distribution | Configurable Power Accessories | 342 | 290.7
0M-5350-021 | TC 5WIRE W/L21-20 21FOOT |  |  | 3PH POWER DISTRIBUTION | Power Distribution | Configurable Power Accessories | 353 | 300.05
0M-5350-023 | TC 5WIRE W/L21-20 23FOOT |  |  | 3PH POWER DISTRIBUTION | Power Distribution | Configurable Power Accessories | 362 | 307.7
0M-5350-025 | TC 5WIRE W/L21-20 25FOOT |  |  | 3PH POWER DISTRIBUTION | Power Distribution | Configurable Power Accessories | 331 | 281.35
0M-5350-027 | TC 5WIRE W/L21-20 27FOOT |  |  | 3PH POWER DISTRIBUTION | Power Distribution | Configurable Power Accessories | 359 | 305.15
0M-5350-029 | TC 5WIRE W/L21-20 29FOOT |  |  | 3PH POWER DISTRIBUTION | Power Distribution | Configurable Power Accessories | 355 | 301.75
0M-5350-031 | TC 5WIRE W/L21-20 31FOOT |  |  | 3PH POWER DISTRIBUTION | Power Distribution | Configurable Power Accessories | 383 | 325.55
0M-5350-033 | TC 5WIRE W/L21-20 33FOOT |  |  | 3PH POWER DISTRIBUTION | Power Distribution | Configurable Power Accessories | 337 | 286.45
0M-5350-035 | TC 5WIRE W/L21-20 35FOOT |  |  | 3PH POWER DISTRIBUTION | Power Distribution | Configurable Power Accessories | 391 | 332.35
0M-5350-037 | TC 5WIRE W/L21-20 37FOOT |  |  | 3PH POWER DISTRIBUTION | Power Distribution | Configurable Power Accessories | 300 | 255
0M-5350-039 | TC 5WIRE W/L21-20 39FOOT |  |  | 3PH POWER DISTRIBUTION | Power Distribution | Configurable Power Accessories | 308 | 261.8
0M-5350-041 | TC 5WIRE W/L21-20 41FOOT |  |  | 3PH POWER DISTRIBUTION | Power Distribution | Configurable Power Accessories | 396 | 336.6
0M-5350-043 | TC 5WIRE W/L21-20 43FOOT |  |  | 3PH POWER DISTRIBUTION | Power Distribution | Configurable Power Accessories | 322 | 273.7
0M-5350-045 | TC 5WIRE W/L21-20 45FOOT |  |  | 3PH POWER DISTRIBUTION | Power Distribution | Configurable Power Accessories | 330 | 280.5
0M-5350-047 | TC 5WIRE W/L21-20 47FOOT |  |  | 3PH POWER DISTRIBUTION | Power Distribution | Configurable Power Accessories | 343 | 291.55
0M-5350-049 | TC 5WIRE W/L21-20 49FOOT |  |  | 3PH POWER DISTRIBUTION | Power Distribution | Configurable Power Accessories | 345 | 293.25
0M-5350-051 | TC 5WIRE W/L21-20 51FOOT |  |  | 3PH POWER DISTRIBUTION | Power Distribution | Configurable Power Accessories | 322 | 273.7
0M-5350-053 | TC 5WIRE W/L21-20 53FOOT |  |  | 3PH POWER DISTRIBUTION | Power Distribution | Configurable Power Accessories | 329 | 279.65
0M-5350-055 | TC 5WIRE W/L21-20 55FOOT |  |  | 3PH POWER DISTRIBUTION | Power Distribution | Configurable Power Accessories | 369 | 313.65
0M-5350-057 | TC 5WIRE W/L21-20 57FOOT |  |  | 3PH POWER DISTRIBUTION | Power Distribution | Configurable Power Accessories | 343 | 291.55
0M-5350-059 | TC 5WIRE W/L21-20 59FOOT |  |  | 3PH POWER DISTRIBUTION | Power Distribution | Configurable Power Accessories | 387 | 328.95
0M-5350-061 | TC 5WIRE W/L21-20 61FOOT |  |  | 3PH POWER DISTRIBUTION | Power Distribution | Configurable Power Accessories | 590 | 501.5
0M-5350-065 | TC 5WIRE W/L21-20 65FOOT |  |  | 3PH POWER DISTRIBUTION | Power Distribution | Configurable Power Accessories | 615 | 522.75
0M-5350-075 | TC 5WIRE W/L21-20 75FOOT |  |  | 3PH POWER DISTRIBUTION | Power Distribution | Configurable Power Accessories | 622 | 528.7
0M-5352-005 | TC 4WIRE W/L15-30 5 FOOT |  |  | 3PH POWER DISTRIBUTION | Power Distribution | Configurable Power Accessories | 157 | 133.45
0M-5352-007 | TC 4WIRE W/L15-30 7 FOOT |  |  | 3PH POWER DISTRIBUTION | Power Distribution | Configurable Power Accessories | 149 | 126.65
0M-5352-009 | TC 4WIRE W/L15-30 9 FOOT |  |  | 3PH POWER DISTRIBUTION | Power Distribution | Configurable Power Accessories | 156 | 132.6
0M-5352-011 | TC 4WIRE W/L15-30 11 FOOT |  |  | 3PH POWER DISTRIBUTION | Power Distribution | Configurable Power Accessories | 165 | 140.25
0M-5352-013 | TC 4WIRE W/L15-30 13 FOOT |  |  | 3PH POWER DISTRIBUTION | Power Distribution | Configurable Power Accessories | 172 | 146.2
0M-5352-015 | TC 4WIRE W/L15-30 15 FOOT |  |  | 3PH POWER DISTRIBUTION | Power Distribution | Configurable Power Accessories | 178 | 151.3
0M-5352-017 | TC 4WIRE W/L15-30 17 FOOT |  |  | 3PH POWER DISTRIBUTION | Power Distribution | Configurable Power Accessories | 185 | 157.25
0M-5352-019 | TC 4WIRE W/L15-30 19 FOOT |  |  | 3PH POWER DISTRIBUTION | Power Distribution | Configurable Power Accessories | 192 | 163.2
0M-5352-021 | TC 4WIRE W/L15-30 21 FOOT |  |  | 3PH POWER DISTRIBUTION | Power Distribution | Configurable Power Accessories | 199 | 169.15
0M-5352-023 | TC 4WIRE W/L15-30 23 FOOT |  |  | 3PH POWER DISTRIBUTION | Power Distribution | Configurable Power Accessories | 205 | 174.25
0M-5352-025 | TC 4WIRE W/L15-30 25 FOOT |  |  | 3PH POWER DISTRIBUTION | Power Distribution | Configurable Power Accessories | 212 | 180.2
0M-5352-027 | TC 4WIRE W/L15-30 27 FOOT |  |  | 3PH POWER DISTRIBUTION | Power Distribution | Configurable Power Accessories | 219 | 186.15
0M-5352-029 | TC 4WIRE W/L15-30 29 FOOT |  |  | 3PH POWER DISTRIBUTION | Power Distribution | Configurable Power Accessories | 226 | 192.1
0M-5352-039 | TC 4WIRE W/L15-30 39 FOOT |  |  | 3PH POWER DISTRIBUTION | Power Distribution | Configurable Power Accessories | 248 | 210.8
0M-5353-005 | TC 4WIRE W/L14-30 5 FOOT |  |  | 3PH POWER DISTRIBUTION | Power Distribution | Configurable Power Accessories | 679 | 577.15
0M-5353-015 | TC 4WIRE W/L14-30 15 FOOT |  |  | 3PH POWER DISTRIBUTION | Power Distribution | Configurable Power Accessories | 273 | 232.05
0M-5353-019 | TC 4WIRE W/L14-30 19 FOOT |  |  | 3PH POWER DISTRIBUTION | Power Distribution | Configurable Power Accessories | 270 | 229.5
0M-5353-027 | TC 4WIRE W/L14-30 27 FOOT |  |  | 3PH POWER DISTRIBUTION | Power Distribution | Configurable Power Accessories | 273 | 232.05
0M-5353-039 | TC 4WIRE W/L14-30 39 FOOT |  |  | 3PH POWER DISTRIBUTION | Power Distribution | Configurable Power Accessories | 313 | 266.05
0M-5355-009 | TC 3WIRE W/L6-15 9 FOOT |  |  | 3PH POWER DISTRIBUTION | Power Distribution | Configurable Power Accessories | 218 | 185.3
0M-5356-005 | TC 3WIRE W/L5-30 5 FOOT |  |  | 3PH POWER DISTRIBUTION | Power Distribution | Configurable Power Accessories | 233 | 198.05
0M-5356-007 | TC 3WIRE W/L5-30 7 FOOT |  |  | 3PH POWER DISTRIBUTION | Power Distribution | Configurable Power Accessories | 238 | 202.3
0M-5356-009 | TC 3WIRE W/L5-30 9 FOOT |  |  | 3PH POWER DISTRIBUTION | Power Distribution | Configurable Power Accessories | 246 | 209.1
0M-5356-011 | TC 3WIRE W/L5-30 11 FOOT |  |  | 3PH POWER DISTRIBUTION | Power Distribution | Configurable Power Accessories | 264 | 224.4
0M-5356-013 | TC 3WIRE W/L5-30 13 FOOT |  |  | 3PH POWER DISTRIBUTION | Power Distribution | Configurable Power Accessories | 414 | 351.9
0M-5356-015 | TC 3WIRE W/L5-30 15 FOOT |  |  | 3PH POWER DISTRIBUTION | Power Distribution | Configurable Power Accessories | 304 | 258.4
0M-5356-017 | TC 3WIRE W/L5-30 17 FOOT |  |  | 3PH POWER DISTRIBUTION | Power Distribution | Configurable Power Accessories | 301 | 255.85
0M-5356-019 | TC 3WIRE W/L5-30 19 FOOT |  |  | 3PH POWER DISTRIBUTION | Power Distribution | Configurable Power Accessories | 469 | 398.65
0M-5356-021 | TC 3WIRE W/L5-30 21 FOOT |  |  | 3PH POWER DISTRIBUTION | Power Distribution | Configurable Power Accessories | 424 | 360.4
0M-5356-023 | TC 3WIRE W/L5-30 23 FOOT |  |  | 3PH POWER DISTRIBUTION | Power Distribution | Configurable Power Accessories | 290 | 246.5
0M-5356-025 | TC 3WIRE W/L5-30 25 FOOT |  |  | 3PH POWER DISTRIBUTION | Power Distribution | Configurable Power Accessories | 491 | 417.35
0M-5356-027 | TC 3WIRE W/L5-30 27 FOOT |  |  | 3PH POWER DISTRIBUTION | Power Distribution | Configurable Power Accessories | 450 | 382.5
0M-5356-029 | TC 3WIRE W/L5-30 29 FOOT |  |  | 3PH POWER DISTRIBUTION | Power Distribution | Configurable Power Accessories | 308 | 261.8
0M-5356-031 | TC 3WIRE W/L5-30 31 FOOT |  |  | 3PH POWER DISTRIBUTION | Power Distribution | Configurable Power Accessories | 312 | 265.2
0M-5356-033 | TC 3WIRE W/L5-30 33 FOOT |  |  | 3PH POWER DISTRIBUTION | Power Distribution | Configurable Power Accessories | 289 | 245.65
0M-5356-035 | TC 3WIRE W/L5-30 35 FOOT |  |  | 3PH POWER DISTRIBUTION | Power Distribution | Configurable Power Accessories | 325 | 276.25
0M-5356-037 | TC 3WIRE W/L5-30 37 FOOT |  |  | 3PH POWER DISTRIBUTION | Power Distribution | Configurable Power Accessories | 300 | 255
0M-5356-039 | TC 3WIRE W/L5-30 39 FOOT |  |  | 3PH POWER DISTRIBUTION | Power Distribution | Configurable Power Accessories | 304 | 258.4
0M-5356-041 | TC 3WIRE W/L5-30 41 FOOT |  |  | 3PH POWER DISTRIBUTION | Power Distribution | Configurable Power Accessories | 309 | 262.65
0M-5356-043 | TC 3WIRE W/L5-30 43 FOOT |  |  | 3PH POWER DISTRIBUTION | Power Distribution | Configurable Power Accessories | 316 | 268.6
0M-5356-059 | TC 3WIRE W/L5-30 59 FOOT |  |  | 3PH POWER DISTRIBUTION | Power Distribution | Configurable Power Accessories | 295 | 250.75
0M-5357-005 | TC 3WIRE W/L5-20 5 FOOT |  |  | 3PH POWER DISTRIBUTION | Power Distribution | Configurable Power Accessories | 334 | 283.9
0M-5357-007 | TC 3WIRE W/L5-20 7 FOOT |  |  | 3PH POWER DISTRIBUTION | Power Distribution | Configurable Power Accessories | 324 | 275.4
0M-5357-009 | TC 3WIRE W/L5-20 9 FOOT |  |  | 3PH POWER DISTRIBUTION | Power Distribution | Configurable Power Accessories | 341 | 289.85
0M-5357-011 | TC 3WIRE W/L5-20 11FOOT |  |  | 3PH POWER DISTRIBUTION | Power Distribution | Configurable Power Accessories | 398 | 338.3
0M-5357-013 | TC 3WIRE W/L5-20 13 FOOT |  |  | 3PH POWER DISTRIBUTION | Power Distribution | Configurable Power Accessories | 403 | 342.55
0M-5357-015 | TC 3WIRE W/L5-20 15 FOOT |  |  | 3PH POWER DISTRIBUTION | Power Distribution | Configurable Power Accessories | 458 | 389.3
0M-5357-017 | TC 3WIRE W/L5-20 17 FOOT |  |  | 3PH POWER DISTRIBUTION | Power Distribution | Configurable Power Accessories | 453 | 385.05
0M-5357-019 | TC 3WIRE W/L5-20 19 FOOT |  |  | 3PH POWER DISTRIBUTION | Power Distribution | Configurable Power Accessories | 454 | 385.9
0M-5357-021 | TC 3WIRE W/L5-20 21 FOOT |  |  | 3PH POWER DISTRIBUTION | Power Distribution | Configurable Power Accessories | 414 | 351.9
0M-5357-023 | TC 3WIRE W/L5-20 23 FOOT |  |  | 3PH POWER DISTRIBUTION | Power Distribution | Configurable Power Accessories | 488 | 414.8
0M-5357-025 | TC 3WIRE W/L5-20 25 FOOT |  |  | 3PH POWER DISTRIBUTION | Power Distribution | Configurable Power Accessories | 288 | 244.8
0M-5357-027 | TC 3WIRE W/L5-20 27 FOOT |  |  | 3PH POWER DISTRIBUTION | Power Distribution | Configurable Power Accessories | 462 | 392.7
0M-5357-029 | TC 3WIRE W/L5-20 29 FOOT |  |  | 3PH POWER DISTRIBUTION | Power Distribution | Configurable Power Accessories | 450 | 382.5
0M-5357-031 | TC 3WIRE W/L5-20 31 FOOT |  |  | 3PH POWER DISTRIBUTION | Power Distribution | Configurable Power Accessories | 435 | 369.75
0M-5357-033 | TC 3WIRE W/L5-20 33 FOOT |  |  | 3PH POWER DISTRIBUTION | Power Distribution | Configurable Power Accessories | 310 | 263.5
0M-5357-035 | TC 3WIRE W/L5-20 35 FOOT |  |  | 3PH POWER DISTRIBUTION | Power Distribution | Configurable Power Accessories | 317 | 269.45
0M-5357-037 | TC 3WIRE W/L5-20 37 FOOT |  |  | 3PH POWER DISTRIBUTION | Power Distribution | Configurable Power Accessories | 322 | 273.7
0M-5357-039 | TC 3WIRE W/L5-20 39 FOOT |  |  | 3PH POWER DISTRIBUTION | Power Distribution | Configurable Power Accessories | 468 | 397.8
0M-5357-041 | TC 3WIRE W/L5-20 41 FOOT |  |  | 3PH POWER DISTRIBUTION | Power Distribution | Configurable Power Accessories | 571 | 485.35
0M-5357-043 | TC 3WIRE W/L5-20 43 FOOT |  |  | 3PH POWER DISTRIBUTION | Power Distribution | Configurable Power Accessories | 340 | 289
0M-5357-045 | TC 3WIRE W/L5-20 45 FOOT |  |  | 3PH POWER DISTRIBUTION | Power Distribution | Configurable Power Accessories | 345 | 293.25
0M-5357-047 | TC 3WIRE W/L5-20 47 FOOT |  |  | 3PH POWER DISTRIBUTION | Power Distribution | Configurable Power Accessories | 352 | 299.2
0M-5357-049 | TC 3WIRE W/L5-20 49 FOOT |  |  | 3PH POWER DISTRIBUTION | Power Distribution | Configurable Power Accessories | 360 | 306
0M-5357-051 | TC 3WIRE W/L5-20 51 FOOT |  |  | 3PH POWER DISTRIBUTION | Power Distribution | Configurable Power Accessories | 331 | 281.35
0M-5357-053 | TC 3WIRE W/L5-20 53 FOOT |  |  | 3PH POWER DISTRIBUTION | Power Distribution | Configurable Power Accessories | 369 | 313.65
0M-5357-059 | TC 3WIRE W/L5-20 59 FOOT |  |  | 3PH POWER DISTRIBUTION | Power Distribution | Configurable Power Accessories | 289 | 245.65
0M-5358-005 | TC 3WIRE W/L5-15 5 FOOT |  |  | 3PH POWER DISTRIBUTION | Power Distribution | Configurable Power Accessories | 221 | 187.85
0M-5358-009 | TC 3WIRE W/L5-15 9 FOOT |  |  | 3PH POWER DISTRIBUTION | Power Distribution | Configurable Power Accessories | 346 | 294.1
0M-5358-011 | TC 3WIRE W/L5-15 11 FOOT |  |  | 3PH POWER DISTRIBUTION | Power Distribution | Configurable Power Accessories | 238 | 202.3
0M-5358-013 | TC 3WIRE W/L5-15 13 FOOT |  |  | 3PH POWER DISTRIBUTION | Power Distribution | Configurable Power Accessories | 231 | 196.35
0M-5358-015 | TC 3WIRE W/L5-15 15 FOOT |  |  | 3PH POWER DISTRIBUTION | Power Distribution | Configurable Power Accessories | 248 | 210.8
0M-5358-021 | TC 3WIRE W/L5-15 21 FOOT |  |  | 3PH POWER DISTRIBUTION | Power Distribution | Configurable Power Accessories | 253 | 215.05
0M-5358-023 | TC 3WIRE W/L5-15 23 FOOT |  |  | 3PH POWER DISTRIBUTION | Power Distribution | Configurable Power Accessories | 260 | 221
0M-5358-025 | TC 3WIRE W/L5-15 25 FOOT |  |  | 3PH POWER DISTRIBUTION | Power Distribution | Configurable Power Accessories | 265 | 225.25
0M-5358-043 | TC 3WIRE W/L5-15 43 FOOT |  |  | 3PH POWER DISTRIBUTION | Power Distribution | Configurable Power Accessories | 335 | 284.75
0M-5359-005 | TC 3WIRE W/L6-30 5 FOOT |  |  | 3PH POWER DISTRIBUTION | Power Distribution | Configurable Power Accessories | 259 | 220.15
0M-5359-007 | TC 3WIRE W/L6-30 7 FOOT |  |  | 3PH POWER DISTRIBUTION | Power Distribution | Configurable Power Accessories | 276 | 234.6
0M-5359-009 | TC 3WIRE W/L6-30 9 FOOT |  |  | 3PH POWER DISTRIBUTION | Power Distribution | Configurable Power Accessories | 293 | 249.05
0M-5359-011 | TC 3WIRE W/L6-30 11 FOOT |  |  | 3PH POWER DISTRIBUTION | Power Distribution | Configurable Power Accessories | 325 | 276.25
0M-5359-013 | TC 3WIRE W/L6-30 13 FOOT |  |  | 3PH POWER DISTRIBUTION | Power Distribution | Configurable Power Accessories | 343 | 291.55
0M-5359-015 | TC 3WIRE W/L6-30 15 FOOT |  |  | 3PH POWER DISTRIBUTION | Power Distribution | Configurable Power Accessories | 298 | 253.3
0M-5359-017 | TC 3WIRE W/L6-30 17 FOOT |  |  | 3PH POWER DISTRIBUTION | Power Distribution | Configurable Power Accessories | 345 | 293.25
0M-5359-019 | TC 3WIRE W/L6-30 19 FOOT |  |  | 3PH POWER DISTRIBUTION | Power Distribution | Configurable Power Accessories | 313 | 266.05
0M-5359-021 | TC 3WIRE W/L6-30 21 FOOT |  |  | 3PH POWER DISTRIBUTION | Power Distribution | Configurable Power Accessories | 324 | 275.4
0M-5359-023 | TC 3WIRE W/L6-30 23 FOOT |  |  | 3PH POWER DISTRIBUTION | Power Distribution | Configurable Power Accessories | 332 | 282.2
0M-5359-025 | TC 3WIRE W/L6-30 25 FOOT |  |  | 3PH POWER DISTRIBUTION | Power Distribution | Configurable Power Accessories | 381 | 323.85
0M-5359-027 | TC 3WIRE W/L6-30 27 FOOT |  |  | 3PH POWER DISTRIBUTION | Power Distribution | Configurable Power Accessories | 397 | 337.45
0M-5359-029 | TC 3WIRE W/L6-30 29 FOOT |  |  | 3PH POWER DISTRIBUTION | Power Distribution | Configurable Power Accessories | 429 | 364.65
0M-5359-031 | TC 3WIRE W/L6-30 31 FOOT |  |  | 3PH POWER DISTRIBUTION | Power Distribution | Configurable Power Accessories | 513 | 436.05
0M-5359-033 | TC 3WIRE W/L6-30 33 FOOT |  |  | 3PH POWER DISTRIBUTION | Power Distribution | Configurable Power Accessories | 248 | 210.8
0M-5359-035 | TC 3WIRE W/L6-30 35 FOOT |  |  | 3PH POWER DISTRIBUTION | Power Distribution | Configurable Power Accessories | 258 | 219.3
0M-5359-037 | TC 3WIRE W/L6-30 37 FOOT |  |  | 3PH POWER DISTRIBUTION | Power Distribution | Configurable Power Accessories | 263 | 223.55
0M-5359-039 | TC 3WIRE W/L6-30 39 FOOT |  |  | 3PH POWER DISTRIBUTION | Power Distribution | Configurable Power Accessories | 270 | 229.5
0M-5359-041 | TC 3WIRE W/L6-30 41 FOOT |  |  | 3PH POWER DISTRIBUTION | Power Distribution | Configurable Power Accessories | 278 | 236.3
0M-5359-043 | TC 3WIRE W/L6-30 43 FOOT |  |  | 3PH POWER DISTRIBUTION | Power Distribution | Configurable Power Accessories | 283 | 240.55
0M-5359-045 | TC 3WIRE W/L6-30 45 FOOT |  |  | 3PH POWER DISTRIBUTION | Power Distribution | Configurable Power Accessories | 288 | 244.8
0M-5359-047 | TC 3WIRE W/L6-30 47 FOOT |  |  | 3PH POWER DISTRIBUTION | Power Distribution | Configurable Power Accessories | 293 | 249.05
0M-5359-049 | TC 3WIRE W/L6-30 49 FOOT |  |  | 3PH POWER DISTRIBUTION | Power Distribution | Configurable Power Accessories | 300 | 255
0M-5359-053 | TC 3WIRE W/L6-30 53 FOOT |  |  | 3PH POWER DISTRIBUTION | Power Distribution | Configurable Power Accessories | 282 | 239.7
0M-5359-055 | TC 3WIRE W/L6-30 55 FOOT |  |  | 3PH POWER DISTRIBUTION | Power Distribution | Configurable Power Accessories | 273 | 232.05
0M-5359-057 | TC 3WIRE W/L6-30 57 FOOT |  |  | 3PH POWER DISTRIBUTION | Power Distribution | Configurable Power Accessories | 293 | 249.05
0M-5360-005 | TC 3WIRE W/L6-20 5 FOOT |  |  | 3PH POWER DISTRIBUTION | Power Distribution | Configurable Power Accessories | 322 | 273.7
0M-5360-007 | TC 3WIRE W/L6-20 7 FOOT |  |  | 3PH POWER DISTRIBUTION | Power Distribution | Configurable Power Accessories | 339 | 288.15
0M-5360-009 | TC 3WIRE W/L6-20 9 FOOT |  |  | 3PH POWER DISTRIBUTION | Power Distribution | Configurable Power Accessories | 243 | 206.55
0M-5360-011 | TC 3WIRE W/L6-20 11 FOOT |  |  | 3PH POWER DISTRIBUTION | Power Distribution | Configurable Power Accessories | 368 | 312.8
0M-5360-013 | TC 3WIRE W/L6-20 13 FOOT |  |  | 3PH POWER DISTRIBUTION | Power Distribution | Configurable Power Accessories | 376 | 319.6
0M-5360-015 | TC 3WIRE W/L6-20 15 FOOT |  |  | 3PH POWER DISTRIBUTION | Power Distribution | Configurable Power Accessories | 452 | 384.2
0M-5360-017 | TC 3WIRE W/L6-20 17 FOOT |  |  | 3PH POWER DISTRIBUTION | Power Distribution | Configurable Power Accessories | 263 | 223.55
0M-5360-019 | TC 3WIRE W/L6-20 19 FOOT |  |  | 3PH POWER DISTRIBUTION | Power Distribution | Configurable Power Accessories | 413 | 351.05
0M-5360-021 | TC 3WIRE W/L6-20 21 FOOT |  |  | 3PH POWER DISTRIBUTION | Power Distribution | Configurable Power Accessories | 278 | 236.3
0M-5360-023 | TC 3WIRE W/L6-20 23 FOOT |  |  | 3PH POWER DISTRIBUTION | Power Distribution | Configurable Power Accessories | 476 | 404.6
0M-5360-025 | TC 3WIRE W/L6-20 25 FOOT |  |  | 3PH POWER DISTRIBUTION | Power Distribution | Configurable Power Accessories | 299 | 254.15
0M-5360-027 | TC 3WIRE W/L6-20 27 FOOT |  |  | 3PH POWER DISTRIBUTION | Power Distribution | Configurable Power Accessories | 295 | 250.75
0M-5360-029 | TC 3WIRE W/L6-20 29 FOOT |  |  | 3PH POWER DISTRIBUTION | Power Distribution | Configurable Power Accessories | 273 | 232.05
0M-5360-031 | TC 3WIRE W/L6-20 31 FOOT |  |  | 3PH POWER DISTRIBUTION | Power Distribution | Configurable Power Accessories | 308 | 261.8
0M-5360-033 | TC 3WIRE W/L6-20 33 FOOT |  |  | 3PH POWER DISTRIBUTION | Power Distribution | Configurable Power Accessories | 284 | 241.4
0M-5360-035 | TC 3WIRE W/L6-20 35 FOOT |  |  | 3PH POWER DISTRIBUTION | Power Distribution | Configurable Power Accessories | 317 | 269.45
0M-5360-039 | TC 3WIRE W/L6-20 39 FOOT |  |  | 3PH POWER DISTRIBUTION | Power Distribution | Configurable Power Accessories | 300 | 255
0M-5360-041 | TC 3WIRE W/L6-20 41 FOOT |  |  | 3PH POWER DISTRIBUTION | Power Distribution | Configurable Power Accessories | 335 | 284.75
0M-5360-043 | TC 3WIRE W/L6-20 43 FOOT |  |  | 3PH POWER DISTRIBUTION | Power Distribution | Configurable Power Accessories | 309 | 262.65
0M-5360-045 | TC 3WIRE W/L6-20 45 FOOT |  |  | 3PH POWER DISTRIBUTION | Power Distribution | Configurable Power Accessories | 300 | 255
0M-5360-049 | TC 3WIRE W/L6-20 49 FOOT |  |  | 3PH POWER DISTRIBUTION | Power Distribution | Configurable Power Accessories | 309 | 262.65
0M-5362 | S/A TESTED BRKR 1P 15A PNL |  |  | 3PH POWER DISTRIBUTION | Power Distribution | Configurable Power Accessories | 95 | 80.75
0M-5363 | S/A TESTED BRKR 1P 30A PNL |  |  | 3PH POWER DISTRIBUTION | Power Distribution | Configurable Power Accessories | 99 | 84.15
0M-5364 | S/A TESTED BRKR 2P 15A PNL |  |  | 3PH POWER DISTRIBUTION | Power Distribution | Configurable Power Accessories | 260 | 221
0M-5365 | S/A TESTED BRKR 2P 20A PNL |  |  | 3PH POWER DISTRIBUTION | Power Distribution | Configurable Power Accessories | 260 | 221
0M-5428 | S/A TESTED BREAKER ABB 50A 1P |  |  | 3PH POWER DISTRIBUTION | Power Distribution | Configurable Power Accessories | 174 | 147.9
0M-5472 | KIT 500MCM LUG |  |  | 3PH POWER DISTRIBUTION | Power Distribution | Configurable Power Accessories | 67 | 56.95
0M-5473 | KIT 1/0 FLEX LUG |  |  | 3PH POWER DISTRIBUTION | Power Distribution | Configurable Power Accessories | 55 | 46.75
0M-5495 | KIT CROSS TIE BLANKING PANEL |  |  | 3PH POWER DISTRIBUTION | Power Distribution | Configurable Power Accessories | 26 | 22.1
0M-5683 | S/A 80K PDU MCCB SUBFEED 225A |  |  | 3PH POWER DISTRIBUTION | Power Distribution | Configurable Power Accessories | 1675 | 1423.75
0M-5683A | S/A 80K PDU MCCB SUBFEED 225A |  |  | 3PH POWER DISTRIBUTION | Power Distribution | Configurable Power Accessories | 1840 | 1564
0M-5886-005 | CORDSET #6 50A 250V 3P-4W 5FT |  |  | 3PH POWER DISTRIBUTION | Power Distribution | Configurable Power Accessories | 467 | 396.95
0M-5886-007 | CORDSET #6 50A 250V 3P-4W 7FT |  |  | 3PH POWER DISTRIBUTION | Power Distribution | Configurable Power Accessories | 384 | 326.4
0M-5886-009 | CORDSET #6 50A 250V 3P-4W 9FT |  |  | 3PH POWER DISTRIBUTION | Power Distribution | Configurable Power Accessories | 412 | 350.2
0M-5886-011 | CORDSET #6 50A 250V 3P-4W 11FT |  |  | 3PH POWER DISTRIBUTION | Power Distribution | Configurable Power Accessories | 577 | 490.45
0M-5886-013 | CORDSET #6 50A 250V 3P-4W 13FT |  |  | 3PH POWER DISTRIBUTION | Power Distribution | Configurable Power Accessories | 469 | 398.65
0M-5886-015 | CORDSET #6 50A 250V 3P-4W 15FT |  |  | 3PH POWER DISTRIBUTION | Power Distribution | Configurable Power Accessories | 497 | 422.45
0M-5886-017 | CORDSET #6 50A 250V 3P-4W 17FT |  |  | 3PH POWER DISTRIBUTION | Power Distribution | Configurable Power Accessories | 787 | 668.95
0M-5886-019 | CORDSET #6 50A 250V 3P-4W 19FT |  |  | 3PH POWER DISTRIBUTION | Power Distribution | Configurable Power Accessories | 553 | 470.05
0M-5886-021 | CORDSET #6 50A 250V 3P-4W 21FT |  |  | 3PH POWER DISTRIBUTION | Power Distribution | Configurable Power Accessories | 581 | 493.85
0M-5886-023 | CORDSET #6 50A 250V 3P-4W 23FT |  |  | 3PH POWER DISTRIBUTION | Power Distribution | Configurable Power Accessories | 609 | 517.65
0M-5886-025 | CORDSET #6 50A 250V 3P-4W 25FT |  |  | 3PH POWER DISTRIBUTION | Power Distribution | Configurable Power Accessories | 619 | 526.15
0M-5886-027 | CORDSET #6 50A 250V 3P-4W 27FT |  |  | 3PH POWER DISTRIBUTION | Power Distribution | Configurable Power Accessories | 666 | 566.1
0M-5886-029 | CORDSET #6 50A 250V 3P-4W 29FT |  |  | 3PH POWER DISTRIBUTION | Power Distribution | Configurable Power Accessories | 676 | 574.6
0M-5886-031 | CORDSET #6 50A 250V 3P-4W 31FT |  |  | 3PH POWER DISTRIBUTION | Power Distribution | Configurable Power Accessories | 706 | 600.1
0M-5886-033 | CORDSET #6 50A 250V 3P-4W 33FT |  |  | 3PH POWER DISTRIBUTION | Power Distribution | Configurable Power Accessories | 750 | 637.5
0M-5886-035 | CORDSET #6 50A 250V 3P-4W 35FT |  |  | 3PH POWER DISTRIBUTION | Power Distribution | Configurable Power Accessories | 763 | 648.55
0M-5886-037 | CORDSET #6 50A 250V 3P-4W 37FT |  |  | 3PH POWER DISTRIBUTION | Power Distribution | Configurable Power Accessories | 793 | 674.05
0M-5886-039 | CORDSET #6 50A 250V 3P-4W 39FT |  |  | 3PH POWER DISTRIBUTION | Power Distribution | Configurable Power Accessories | 820 | 697
0M-5886-041 | CORDSET #6 50A 250V 3P-4W 41FT |  |  | 3PH POWER DISTRIBUTION | Power Distribution | Configurable Power Accessories | 847 | 719.95
0M-5886-043 | CORDSET #6 50A 250V 3P-4W 43FT |  |  | 3PH POWER DISTRIBUTION | Power Distribution | Configurable Power Accessories | 877 | 745.45
0M-5886-045 | CORDSET #6 50A 250V 3P-4W 45FT |  |  | 3PH POWER DISTRIBUTION | Power Distribution | Configurable Power Accessories | 907 | 770.95
0M-5886-047 | CORDSET #6 50A 250V 3P-4W 47FT |  |  | 3PH POWER DISTRIBUTION | Power Distribution | Configurable Power Accessories | 934 | 793.9
0M-5886-049 | CORDSET #6 50A 250V 3P-4W 49FT |  |  | 3PH POWER DISTRIBUTION | Power Distribution | Configurable Power Accessories | 964 | 819.4
0M-5886-051 | CORDSET #6 50A 250V 3P-4W 51FT |  |  | 3PH POWER DISTRIBUTION | Power Distribution | Configurable Power Accessories | 988 | 839.8
0M-5886-053 | CORDSET #6 50A 250V 3P-4W 53FT |  |  | 3PH POWER DISTRIBUTION | Power Distribution | Configurable Power Accessories | 878 | 746.3
0M-5886-055 | CORDSET #6 50A 250V 3P-4W 55FT |  |  | 3PH POWER DISTRIBUTION | Power Distribution | Configurable Power Accessories | 903 | 767.55
0M-5891 | KIT 150A SUBFEED ISX PDU |  |  | 3PH POWER DISTRIBUTION | Power Distribution | Configurable Power Accessories | 926 | 787.1
0M-5892 | 225A SUBFEED KIT ISX PDU |  |  | 3PH POWER DISTRIBUTION | Power Distribution | Configurable Power Accessories | 1130 | 960.5
0M-8577 | ISX ACCESORY BOX LARGE |  |  | FSB SPARES | Power Distribution | Configurable Power Distribution | 24.5 | 20.825
0M-8578 | ISX ACCESORY BOX SMALL |  |  | FSB SPARES | Power Distribution | Configurable Power Distribution | 24.5 | 20.825
0M-815481A-005 | ASSY WHIP 5WIRE 12AWG L21-20 5FT |  |  | 3PH POWER DISTRIBUTION | Power Distribution | Configurable Power Distribution | 174 | 147.9
0M-815481A-007 | ASSY WHIP 5WIRE 12AWG L21-20 7FT |  |  | 3PH POWER DISTRIBUTION | Power Distribution | Configurable Power Distribution | 185 | 157.25
0M-815481A-009 | ASSY WHIP 5WIRE 12AWG L21-20 9FT |  |  | 3PH POWER DISTRIBUTION | Power Distribution | Configurable Power Distribution | 191 | 162.35
0M-815481A-011 | ASSY WHIP 5WIRE 12AWG L21-20 11FT |  |  | 3PH POWER DISTRIBUTION | Power Distribution | Configurable Power Distribution | 199 | 169.15
0M-815481A-013 | ASSY WHIP 5WIRE 12AWG L21-20 13FT |  |  | 3PH POWER DISTRIBUTION | Power Distribution | Configurable Power Distribution | 207 | 175.95
0M-815481A-015 | ASSY WHIP 5WIRE 12AWG L21-20 15FT |  |  | 3PH POWER DISTRIBUTION | Power Distribution | Configurable Power Distribution | 219 | 186.15
0M-815481A-017 | ASSY WHIP 5WIRE 12AWG L21-20 17FT |  |  | 3PH POWER DISTRIBUTION | Power Distribution | Configurable Power Distribution | 205 | 174.25
0M-815481A-019 | ASSY WHIP 5WIRE 12AWG L21-20 19FT |  |  | 3PH POWER DISTRIBUTION | Power Distribution | Configurable Power Distribution | 269 | 228.65
0M-815481A-021 | ASSY WHIP 5WIRE 12AWG L21-20 21FT |  |  | 3PH POWER DISTRIBUTION | Power Distribution | Configurable Power Distribution | 247 | 209.95
0M-815481A-023 | ASSY WHIP 5WIRE 12AWG L21-20 23FT |  |  | 3PH POWER DISTRIBUTION | Power Distribution | Configurable Power Distribution | 243 | 206.55
0M-815481A-025 | ASSY WHIP 5WIRE 12AWG L21-20 25FT |  |  | 3PH POWER DISTRIBUTION | Power Distribution | Configurable Power Distribution | 251 | 213.35
0M-815481A-027 | ASSY WHIP 5WIRE 12AWG L21-20 27FT |  |  | 3PH POWER DISTRIBUTION | Power Distribution | Configurable Power Distribution | 260 | 221
0M-815481A-031 | ASSY WHIP 5WIRE 12AWG L21-20 31FT |  |  | 3PH POWER DISTRIBUTION | Power Distribution | Configurable Power Distribution | 262 | 222.7
0M-815481A-039 | ASSY WHIP 5WIRE 12AWG L21-20 39FT |  |  | 3PH POWER DISTRIBUTION | Power Distribution | Configurable Power Distribution | 308 | 261.8
0M-815481A-045 | ASSY WHIP 5WIRE 12AWG L21-20 45FT |  |  | 3PH POWER DISTRIBUTION | Power Distribution | Configurable Power Distribution | 330 | 280.5
0M-815481A-049 | ASSY WHIP 5WIRE 12AWG L21-20 49FT |  |  | 3PH POWER DISTRIBUTION | Power Distribution | Configurable Power Distribution | 345 | 293.25
0M-815481A-051 | ASSY WHIP 5WIRE 12AWG L21-20 51FT |  |  | 3PH POWER DISTRIBUTION | Power Distribution | Configurable Power Distribution | 355 | 301.75
0M-815481A-055 | ASSY WHIP 5WIRE 12AWG L21-20 55FT |  |  | 3PH POWER DISTRIBUTION | Power Distribution | Configurable Power Distribution | 369 | 313.65
0M-815481A-057 | ASSY WHIP 5WIRE 12AWG L21-20 57FT |  |  | 3PH POWER DISTRIBUTION | Power Distribution | Configurable Power Distribution | 377 | 320.45
0M-815481A-059 | ASSY WHIP 5WIRE 12AWG L21-20 59FT |  |  | 3PH POWER DISTRIBUTION | Power Distribution | Configurable Power Distribution | 387 | 328.95
0M-815481A-061 | ASSY WHIP 5WIRE 12AWG L21-20 61FT |  |  | 3PH POWER DISTRIBUTION | Power Distribution | Configurable Power Distribution | 590 | 501.5
0M-815482-005 | ASSY WHIP 5WIRE 10AWG L21-30 5FT |  |  | 3PH POWER DISTRIBUTION | Power Distribution | Configurable Power Accessories | 363 | 308.55
0M-815482-007 | ASSY WHIP 5WIRE 10AWG L21-30 7FT |  |  | 3PH POWER DISTRIBUTION | Power Distribution | Configurable Power Accessories | 389 | 330.65
0M-815482-009 | ASSY WHIP 5WIRE 10AWG L21-30 9FT |  |  | 3PH POWER DISTRIBUTION | Power Distribution | Configurable Power Accessories | 414 | 351.9
0M-815482-011 | ASSY WHIP 5WIRE 10AWG L21-30 11FT |  |  | 3PH POWER DISTRIBUTION | Power Distribution | Configurable Power Accessories | 439 | 373.15
0M-815482-013 | ASSY WHIP 5WIRE 10AWG L21-30 13FT |  |  | 3PH POWER DISTRIBUTION | Power Distribution | Configurable Power Accessories | 465 | 395.25
0M-815482-015 | ASSY WHIP 5WIRE 10AWG L21-30 15FT |  |  | 3PH POWER DISTRIBUTION | Power Distribution | Configurable Power Accessories | 490 | 416.5
0M-815482-017 | ASSY WHIP 5WIRE 10AWG L21-30 17FT |  |  | 3PH POWER DISTRIBUTION | Power Distribution | Configurable Power Accessories | 431 | 366.35
0M-815482-019 | ASSY WHIP 5WIRE 10AWG L21-30 19FT |  |  | 3PH POWER DISTRIBUTION | Power Distribution | Configurable Power Accessories | 541 | 459.85
0M-815482-021 | ASSY WHIP 5WIRE 10AWG L21-30 21FT |  |  | 3PH POWER DISTRIBUTION | Power Distribution | Configurable Power Accessories | 477 | 405.45
0M-815482-023 | ASSY WHIP 5WIRE 10AWG L21-30 23FT |  |  | 3PH POWER DISTRIBUTION | Power Distribution | Configurable Power Accessories | 500 | 425
0M-815482-025 | ASSY WHIP 5WIRE 10AWG L21-30 25FT |  |  | 3PH POWER DISTRIBUTION | Power Distribution | Configurable Power Accessories | 523 | 444.55
0M-815482-027 | ASSY WHIP 5WIRE 10AWG L21-30 27FT |  |  | 3PH POWER DISTRIBUTION | Power Distribution | Configurable Power Accessories | 643 | 546.55
0M-815482-029 | ASSY WHIP 5WIRE 10AWG L21-30 29FT |  |  | 3PH POWER DISTRIBUTION | Power Distribution | Configurable Power Accessories | 668 | 567.8
0M-815482-031 | ASSY WHIP 5WIRE 10AWG L21-30 31FT |  |  | 3PH POWER DISTRIBUTION | Power Distribution | Configurable Power Accessories | 575 | 488.75
0M-815482-033 | ASSY WHIP 5WIRE 10AWG L21-30 33FT |  |  | 3PH POWER DISTRIBUTION | Power Distribution | Configurable Power Accessories | 597 | 507.45
0M-815482-035 | ASSY WHIP 5WIRE 10AWG L21-30 35FT |  |  | 3PH POWER DISTRIBUTION | Power Distribution | Configurable Power Accessories | 619 | 526.15
0M-815482-037 | ASSY WHIP 5WIRE 10AWG L21-30 37FT |  |  | 3PH POWER DISTRIBUTION | Power Distribution | Configurable Power Accessories | 642 | 545.7
0M-815482-039 | ASSY WHIP 5WIRE 10AWG L21-30 39FT |  |  | 3PH POWER DISTRIBUTION | Power Distribution | Configurable Power Accessories | 669 | 568.65
0M-815482-041 | ASSY WHIP 5WIRE 10AWG L21-30 41FT |  |  | 3PH POWER DISTRIBUTION | Power Distribution | Configurable Power Accessories | 686 | 583.1
0M-815482-043 | ASSY WHIP 5WIRE 10AWG L21-30 43FT |  |  | 3PH POWER DISTRIBUTION | Power Distribution | Configurable Power Accessories | 709 | 602.65
0M-815482-045 | ASSY WHIP 5WIRE 10AWG L21-30 45FT |  |  | 3PH POWER DISTRIBUTION | Power Distribution | Configurable Power Accessories | 1100 | 935
0M-815482-047 | ASSY WHIP 5WIRE 10AWG L21-30 47FT |  |  | 3PH POWER DISTRIBUTION | Power Distribution | Configurable Power Accessories | 753 | 640.05
0M-815482-049 | ASSY WHIP 5WIRE 10AWG L21-30 49FT |  |  | 3PH POWER DISTRIBUTION | Power Distribution | Configurable Power Accessories | 922 | 783.7
0M-815482-051 | ASSY WHIP 5WIRE 10AWG L21-30 51FT |  |  | 3PH POWER DISTRIBUTION | Power Distribution | Configurable Power Accessories | 798 | 678.3
0M-815482-053 | ASSY WHIP 5WIRE 10AWG L21-30 53FT |  |  | 3PH POWER DISTRIBUTION | Power Distribution | Configurable Power Accessories | 820 | 697
0M-815482-055 | ASSY WHIP 5WIRE 10AWG L21-30 55FT |  |  | 3PH POWER DISTRIBUTION | Power Distribution | Configurable Power Accessories | 842 | 715.7
0M-815484A-009 | ASSY WHIP 3WIRE 12AWG L5-20 9FT |  |  | 3PH POWER DISTRIBUTION | Power Distribution | Configurable Power Distribution | 238 | 202.3
0M-815484A-011 | ASSY WHIP 3WIRE 12AWG L5-20 11FT |  |  | 3PH POWER DISTRIBUTION | Power Distribution | Configurable Power Distribution | 243 | 206.55
0M-815484A-015 | ASSY WHIP 3WIRE 12AWG L5-20 15FT |  |  | 3PH POWER DISTRIBUTION | Power Distribution | Configurable Power Distribution | 258 | 219.3
0M-815484A-017 | ASSY WHIP 3WIRE 12AWG L5-20 17FT |  |  | 3PH POWER DISTRIBUTION | Power Distribution | Configurable Power Distribution | 263 | 223.55
0M-815484A-021 | ASSY WHIP 3WIRE 12AWG L5-20 21FT |  |  | 3PH POWER DISTRIBUTION | Power Distribution | Configurable Power Distribution | 275 | 233.75
0M-815484A-025 | ASSY WHIP 3WIRE 12AWG L5-20 25FT |  |  | 3PH POWER DISTRIBUTION | Power Distribution | Configurable Power Distribution | 288 | 244.8
0M-815489-005 | ASSY WHIP 60A IEC309 5FT |  |  | 3PH POWER DISTRIBUTION | Power Distribution | Configurable Power Accessories | 871 | 740.35
0M-815489-007 | ASSY WHIP 60A IEC309 7FT |  |  | 3PH POWER DISTRIBUTION | Power Distribution | Configurable Power Accessories | 690 | 586.5
0M-815489-009 | ASSY WHIP 60A IEC309 9FT |  |  | 3PH POWER DISTRIBUTION | Power Distribution | Configurable Power Accessories | 1005 | 854.25
0M-815489-011 | ASSY WHIP 60A IEC309 11FT |  |  | 3PH POWER DISTRIBUTION | Power Distribution | Configurable Power Accessories | 1050 | 892.5
0M-815489-013 | ASSY WHIP 60A IEC309 13FT |  |  | 3PH POWER DISTRIBUTION | Power Distribution | Configurable Power Accessories | 1100 | 935
0M-815489-015 | ASSY WHIP 60A IEC309 15FT |  |  | 3PH POWER DISTRIBUTION | Power Distribution | Configurable Power Accessories | 1170 | 994.5
0M-815489-017 | ASSY WHIP 60A IEC309 17FT |  |  | 3PH POWER DISTRIBUTION | Power Distribution | Configurable Power Accessories | 1215 | 1032.75
0M-815489-019 | ASSY WHIP 60A IEC309 19FT |  |  | 3PH POWER DISTRIBUTION | Power Distribution | Configurable Power Accessories | 1270 | 1079.5
0M-815489-021 | ASSY WHIP 60A IEC309 21FT |  |  | 3PH POWER DISTRIBUTION | Power Distribution | Configurable Power Accessories | 1325 | 1126.25
0M-815489-023 | ASSY WHIP 60A IEC309 23FT |  |  | 3PH POWER DISTRIBUTION | Power Distribution | Configurable Power Accessories | 939 | 798.15
0M-815489-025 | ASSY WHIP 60A IEC309 25FT |  |  | 3PH POWER DISTRIBUTION | Power Distribution | Configurable Power Accessories | 949 | 806.65
0M-815489-027 | ASSY WHIP 60A IEC309 27FT |  |  | 3PH POWER DISTRIBUTION | Power Distribution | Configurable Power Accessories | 986 | 838.1
0M-815489-029 | ASSY WHIP 60A IEC309 29FT |  |  | 3PH POWER DISTRIBUTION | Power Distribution | Configurable Power Accessories | 1025 | 871.25
0M-815489-031 | ASSY WHIP 60A IEC309 31FT |  |  | 3PH POWER DISTRIBUTION | Power Distribution | Configurable Power Accessories | 1055 | 896.75
0M-815489-033 | ASSY WHIP 60A IEC309 33FT |  |  | 3PH POWER DISTRIBUTION | Power Distribution | Configurable Power Accessories | 1095 | 930.75
0M-815518 | ASSY CKT BRKR 3P 60A SQD QOB |  |  | 3PH POWER DISTRIBUTION | Power Distribution | Configurable Power Accessories | 163 | 138.55
0M-STEU400K1 | 400A STATIC TRANS SW 220V FST XFER |  |  | CRITICAL POWER COMPNTS | Power Distribution | Static Transfer Switches | 52640 | 44744
0M-STSU30HY3 | UPSILON STS30 3POLE 380-415V 1400MM |  |  | CRITICAL POWER COMPNTS | Power Distribution | Static Transfer Switches | 21550 | 18317.5
0M-STSU30HY4 | UPSILON STS30 4POLE 380-415V 1400MM |  |  | CRITICAL POWER COMPNTS | Power Distribution | Static Transfer Switches | 22650 | 19252.5
0M-STSU30HZ4 | UPSILON STS30 4POLE 380-415V 1900MM |  |  | CRITICAL POWER COMPNTS | Power Distribution | Static Transfer Switches | 23085 | 19622.25
0M-STSU30HZ5 | UPSILON STS30 3POLE 380-415V 1900MM/PDU |  |  | CRITICAL POWER COMPNTS | Power Distribution | Static Transfer Switches | 27340 | 23239
0M-STSU30HZ6 | UPSILON STS30 4POLE 380-415V 1900MM/PDU |  |  | CRITICAL POWER COMPNTS | Power Distribution | Static Transfer Switches | 28435 | 24169.75
0M-STSU60HY3 | UPSILON STS60 3POLE 380-415V 1400MM |  |  | CRITICAL POWER COMPNTS | Power Distribution | Static Transfer Switches | 23750 | 20187.5
0M-STSU60HY4 | UPSILON STS60 4POLE 380-415V 1400MM |  |  | CRITICAL POWER COMPNTS | Power Distribution | Static Transfer Switches | 24850 | 21122.5
0M-STSU60HZ4 | UPSILON STS60 4POLE 380-415V 1900MM |  |  | CRITICAL POWER COMPNTS | Power Distribution | Static Transfer Switches | 25325 | 21526.25
0M-STSU60HZ5 | UPSILON STS60 3POLE 380-415V 1900MM/PDU |  |  | CRITICAL POWER COMPNTS | Power Distribution | Static Transfer Switches | 30115 | 25597.75
0M-STSU60HZ6 | UPSILON STS60 4POLE 380-415V 1900MM/PDU |  |  | CRITICAL POWER COMPNTS | Power Distribution | Static Transfer Switches | 31195 | 26515.75
0M-STSU100HY3 | UPSILON STS100 3POLE 380-415V 1400MM |  |  | CRITICAL POWER COMPNTS | Power Distribution | Static Transfer Switches | 25440 | 21624
0M-STSU100HY4 | UPSILON STS100 4POLE 380-415V 1400MM |  |  | CRITICAL POWER COMPNTS | Power Distribution | Static Transfer Switches | 26735 | 22724.75
0M-STSU100HZ3 | UPSILON STS100 3POLE 380-415V 1900MM |  |  | CRITICAL POWER COMPNTS | Power Distribution | Static Transfer Switches | 25925 | 22036.25
0M-STSU100HZ4 | UPSILON STS100 4POLE 380-415V 1900MM |  |  | CRITICAL POWER COMPNTS | Power Distribution | Static Transfer Switches | 27240 | 23154
0M-STSU100HZ5 | UPSILON STS100 3POLE 380-415V 1900MM/PDU |  |  | CRITICAL POWER COMPNTS | Power Distribution | Static Transfer Switches | 32275 | 27433.75
0M-STSU100HZ6 | UPSILON STS100 4POLE 380-415V 1900MM/PDU |  |  | CRITICAL POWER COMPNTS | Power Distribution | Static Transfer Switches | 33570 | 28534.5
0M-STSU160HX4 | UPSILON STS160 4POLE 380-415V IP00 |  |  | CRITICAL POWER COMPNTS | Power Distribution | Static Transfer Switches | 24805 | 21084.25
0M-STSU160HZ3 | UPSILON STS160 3POLE 380-415V 1900MM |  |  | CRITICAL POWER COMPNTS | Power Distribution | Static Transfer Switches | 31420 | 26707
0M-STSU160HZ4 | UPSILON STS160 4POLE 380-415V 1900MM |  |  | CRITICAL POWER COMPNTS | Power Distribution | Static Transfer Switches | 33175 | 28198.75
0M-STSU250HX4 | UPSILON STS250 4POLE 380-415V IP00 |  |  | CRITICAL POWER COMPNTS | Power Distribution | Static Transfer Switches | 27595 | 23455.75
0M-STSU250HY3 | UPSILON STS250 3POLE 380-415V 1400MM |  |  | CRITICAL POWER COMPNTS | Power Distribution | Static Transfer Switches | 34495 | 29320.75
0M-STSU250HY4 | UPSILON STS250 4POLE 380-415V 1400MM |  |  | CRITICAL POWER COMPNTS | Power Distribution | Static Transfer Switches | 36220 | 30787
0M-STSU250HZ3 | UPSILON STS250 3POLE 380-415V 1900MM |  |  | CRITICAL POWER COMPNTS | Power Distribution | Static Transfer Switches | 35150 | 29877.5
0M-STSU400HZ3 | UPSILON STS400 3POLE 380-415V 1900MM |  |  | CRITICAL POWER COMPNTS | Power Distribution | Static Transfer Switches | 43025 | 36571.25
0M-STSU400QX4 | UPSILON STS400 4POLE 380-400V IP00 |  |  | CRITICAL POWER COMPNTS | Power Distribution | Static Transfer Switches | 35385 | 30077.25
0M-STSU400RX4 | UPSILON STS400 4POLE 415V IP00 |  |  | FAMILY OTHER FOR SP3PH | Power Distribution | Static Transfer Switches | 35385 | 30077.25
0M-STSU630QX4 | UPSILON STS630 4POLE 380-400V IP00 |  |  | CRITICAL POWER COMPNTS | Power Distribution | Static Transfer Switches | 43310 | 36813.5
0M-STSU630QZ4 | UPSILON STS630 4POLE 380-400V 1900MM |  |  | CRITICAL POWER COMPNTS | Power Distribution | Static Transfer Switches | 57925 | 49236.25
0M-STSU630RX4 | UPSILON STS630 4POLE 415V IP00 |  |  | CRITICAL POWER COMPNTS | Power Distribution | Static Transfer Switches | 43310 | 36813.5
0M-STSU630RZ4 | UPSILON STS630 4POLE 415V 1900MM |  |  | CRITICAL POWER COMPNTS | Power Distribution | Static Transfer Switches | 57925 | 49236.25
827-0406 | "HOLE PLUG FOR 1.125" WHIP" |  |  | FSB SPARES | Power Distribution | Configurable Power Accessories | 55 | 46.75
ANC309 | Custom Third Party PL309 Solution |  |  | 3PH POWER DISTRIBUTION | Power Distribution | Configurable Power Distribution | Call for Quote | Call for Quote
ANC310 | Custon Third Party PL310 Solution |  |  | CRITICAL POWER COMPNTS | Power Distribution | Static Transfer Switches | Call for Quote | Call for Quote
CMS309 | CUSTOM 3 PH PWR DIST |  |  | FAMILY OTHER FOR SP3PH | Power Distribution | Configurable Power Distribution | Call for Quote | Call for Quote
ISX-20KF | 208V 20kW UPS w/ Bypass and Distribution | 208 3 PH | 120 ,208 3 PH | 3PH POWER DISTRIBUTION | Power Distribution | Configurable Power Distribution | Call for Quote | Call for Quote
PB100EC | PB busway end closure 100A black | 240 |  | BUSWAYS-POWER IEC AND NEMA - PPLVB - EMPP | Power Distribution | iBusway for Data Center | 102 | 86.7
PBCF4A100ATBM1B | PB busway feed unit w/ metering & gateway 100A 208V | 120 ,208 3 PH | 120 ,208 3 PH | BUSWAYS-POWER IEC AND NEMA - PPLVB - EMPP | Power Distribution | iBusway for Data Center | 3465 | 2945.25
PBCF4A100ATBM4B | PB busway feed unit w/ metering & gateway 100A 415V | 240 ,415 3 PH | 240 ,415 3 PH | BUSWAYS-POWER IEC AND NEMA - PPLVB - EMPP | Power Distribution | iBusway for Data Center | 3465 | 2945.25
PD1PADAPT1-N | Adaptor for T1 Type Circuit Breaker, 1-Pole, Neutral |  |  | 3PH POWER DISTRIBUTION | Power Distribution | Configurable Power Accessories | 224 | 190.4
PD3P60AT1B | 3-Pole Circuit Breaker, 60A, T1 Type for Symmetra PX250/500kW | 480 3 PH |  | 3PH POWER DISTRIBUTION | Power Distribution | Configurable Power Accessories | 679 | 577.15
PD3P70AT1B | 3-Pole Circuit Breaker, 70A, T1 Type for Symmetra PX250/500kW | 480 3 PH,400 3 PH | 480 3 PH ,400 3 PH | 3PH POWER DISTRIBUTION | Power Distribution | Configurable Power Accessories | 2035 | 1729.75
PD3P80AT1B | 3-Pole Circuit Breaker, 80A, T1 Type for Symmetra PX250/500kW | 480 3 PH,400 3 PH | 480 3 PH ,400 3 PH | 3PH POWER DISTRIBUTION | Power Distribution | Configurable Power Accessories | 632 | 537.2
PD3P90AT1B | 3-Pole Circuit Breaker, 90A, T1 Type for Symmetra PX250/500kW | 480 3 PH,400 3 PH | 480 3 PH ,400 3 PH | 3PH POWER DISTRIBUTION | Power Distribution | Configurable Power Accessories | 745 | 633.25
PD3P100AT1B | 3-Pole Circuit Breaker, 100A, T1 Type for Symmetra PX250/500kW | 480 3 PH,400 3 PH | 480 3 PH ,400 3 PH | 3PH POWER DISTRIBUTION | Power Distribution | Configurable Power Accessories | 797 | 677.45
PD3P125AT3B | 3-Pole Circuit Breaker, 125A, T3 Type for Symmetra PX250/500kW | 480 3 PH,400 3 PH | 480 3 PH ,400 3 PH | 3PH POWER DISTRIBUTION | Power Distribution | Configurable Power Accessories | 1115 | 947.75
PD3P150AT3B | 3-Pole Circuit Breaker, 150A, T3 Type for Symmetra PX250/500kW | 480 3 PH,400 3 PH | 480 3 PH ,400 3 PH | 3PH POWER DISTRIBUTION | Power Distribution | Configurable Power Accessories | 1115 | 947.75
PD3P175AT3B | 3-Pole Circuit Breaker, 175A, T3 Type for Symmetra PX250/500kW | 480 3 PH,400 3 PH | 480 3 PH ,400 3 PH | 3PH POWER DISTRIBUTION | Power Distribution | Configurable Power Accessories | 1490 | 1266.5
PD3P200AT3B | 3-Pole Circuit Breaker, 200A, T3 Type for Symmetra PX250/500kW | 480 3 PH,400 3 PH | 480 3 PH ,400 3 PH | 3PH POWER DISTRIBUTION | Power Distribution | Configurable Power Accessories | 1745 | 1483.25
PD3P225AT3B | 3-Pole Circuit Breaker, 225A, T3 Type for Symmetra PX250/500kW | 480 3 PH,400 3 PH | 480 3 PH ,400 3 PH | 3PH POWER DISTRIBUTION | Power Distribution | Configurable Power Accessories | 1155 | 981.75
PD3P300AETT5B | 3-Pole Circuit Breaker, 300A, Electronic Trip, T5 Type for Symmetra PX250/500KW | 480 3 PH,400 3 PH | 480 3 PH ,400 3 PH | 3PH POWER DISTRIBUTION | Power Distribution | Configurable Power Accessories | 2120 | 1802
PD3P300AT5B | 3-Pole Circuit Breaker, 300A, T5 Type for Symmetra PX250/500kW | 480 3 PH,400 3 PH | 480 3 PH ,400 3 PH | 3PH POWER DISTRIBUTION | Power Distribution | Configurable Power Accessories | 2460 | 2091
PD3P400AT5B | 3-Pole Circuit Breaker, 400A, T5 Type for Symmetra PX250/500kW | 480 3 PH,400 3 PH | 480 3 PH ,400 3 PH | 3PH POWER DISTRIBUTION | Power Distribution | Configurable Power Accessories | 2790 | 2371.5
PD3PADAPT1 | Adaptor for T1 Type Circuit Breaker, 3 Pole | 480 3 PH,400 3 PH |  | 3PH POWER DISTRIBUTION | Power Distribution | Configurable Power Accessories | 362 | 307.7
PD3PADAPT3 | Adaptor for T3 Type Circuit Breaker, 3 Pole | 480 3 PH,400 3 PH | 480 3 PH | 3PH POWER DISTRIBUTION | Power Distribution | Configurable Power Accessories | 410 | 348.5
PD3PADAPT5 | Adaptor for T5 Type Circuit Breaker, 3 Pole | 480 3 PH,400 3 PH | 480 3 PH | 3PH POWER DISTRIBUTION | Power Distribution | Configurable Power Accessories | 880 | 748
PD4P60AT1B | 4-Pole Circuit Breaker, 60A, T1 Type for Symmetra PX250/500kW | 480 3 PH,400 3 PH |  | 3PH POWER DISTRIBUTION | Power Distribution | Configurable Power Accessories | 935 | 794.75
PD4P100AT1B | 4-Pole Circuit Breaker, 100A, T1 Type for Symmetra PX250/500kW | 480 3 PH,400 3 PH | 480 3 PH ,400 3 PH | 3PH POWER DISTRIBUTION | Power Distribution | Configurable Power Accessories | 998 | 848.3
PD40F6FK1-M | APC PDU 208V/208V W/ MBP | 208 3 PH | 120 ,208 3 PH | 3PH POWER DISTRIBUTION | Power Distribution | Configurable Power Distribution | 30735 | 26124.75
PD40G6FK1-M | APC PDU 480V/208V W/ MBP | 480 3 PH | 120 ,208 3 PH | 3PH POWER DISTRIBUTION | Power Distribution | Configurable Power Distribution | 32195 | 27365.75
PD60F6FK1 | APC 60KVA PDU W/ 208 PRI 208/120 SEC | 208 3 PH | 120 ,208 3 PH | 3PH POWER DISTRIBUTION | Power Distribution | Configurable Power Distribution | 28235 | 23999.75
PD60G6FK1 | APC 60KVA PDU W/ 480 PRI 208/120 SEC | 480 3 PH | 120 ,208 3 PH | 3PH POWER DISTRIBUTION | Power Distribution | Configurable Power Distribution | 28235 | 23999.75
PDM1316IEC-3P | APC IT Power Distribution Module 3x1 Pole 3 Wire 16A 3xIEC309 300cm, 360cm, 420cm | 400 3 PH | 230 | 3PH POWER DISTRIBUTION | Power Distribution | Modular Power Accessories | 2010 | 1708.5
PDM1320IEC-3P-1 | APC IT Power Distribution Module 3x1 Pole 3 Wire 20A 240V IEC309 260cm 380cm 500cm | 240 | 240 | 3PH POWER DISTRIBUTION | Power Distribution | Modular Power Accessories | 1120 | 952
PDM1320IEC-3P-2 | APC IT Power Distribution Module 3x1 Pole 3 Wire 20A 240V IEC309 680cm 860cm 1040cm | 240 | 240 | 3PH POWER DISTRIBUTION | Power Distribution | Modular Power Accessories | 1445 | 1228.25
PDM1320IEC-3P-3 | APC IT Power Distribution Module 3x1 Pole 3 Wire 20A 240V IEC309 1680cm 1680cm 1680cm | 240 | 240 | 3PH POWER DISTRIBUTION | Power Distribution | Modular Power Accessories | 1755 | 1491.75
PDM1320L5-3P-1 | APC IT Power Distribution Module 3x1 Pole 3 Wire 20A 250V L5-20 UL 260cm 380cm 500cm | 208 3 PH | 120 | 3PH POWER DISTRIBUTION | Power Distribution | Modular Power Accessories | 1970 | 1674.5
PDM1320L5-3P-2 | APC IT Power Distribution Module 3x1 Pole 3 Wire 20A 250V L5-20 UL 680cm 860cm 1040cm | 208 3 PH | 120 | 3PH POWER DISTRIBUTION | Power Distribution | Modular Power Accessories | 2765 | 2350.25
PDM1320L5-3P-3 | APC IT Power Distribution Module 3x1 Pole 3 Wire 20A 240V L5-20 UL 1680cm 1680cm 1680cm | 208 3 PH | 120 | 3PH POWER DISTRIBUTION | Power Distribution | Modular Power Accessories | 3995 | 3395.75
PDM1332IEC-3P | APC IT Power Distribution Module 3x1 Pole 3 Wire 32A 3xIEC309 300cm, 360cm, 420cm | 400 3 PH | 230 | 3PH POWER DISTRIBUTION | Power Distribution | Modular Power Accessories | 1850 | 1572.5
PDM1332IEC-3P-2 | APC IT Power Distribution Module 3x1 Pole 3 Wire 32A 3xIEC309 480cm, 540cm, 600cm | 400 3 PH | 230 | 3PH POWER DISTRIBUTION | Power Distribution | Modular Power Accessories | 1990 | 1691.5
PDM1332IEC-3P-3 | APC IT Power Distribution Module 3x1 Pole 3 Wire 32A 3xIEC309 660cm, 720cm, 780cm | 400 3 PH | 230 | 3PH POWER DISTRIBUTION | Power Distribution | Modular Power Accessories | 2195 | 1865.75
PDM2316IEC-3P30R-1 | Pwr Dist. Mod. 3X1 Pole 3 Wire RCD 16A 3XIEC309 300cm, 360cm, 420cm | 400 3 PH | 230 | 3PH POWER DISTRIBUTION | Power Distribution | Modular Power Accessories | 2010 | 1708.5
PDM2330L6-12-380 | APC IT Power Distribution Module 2 Pole 3 Wire 30A L1-L2 L6-30 380cm | 208 | 208 | 3PH POWER DISTRIBUTION | Power Distribution | Modular Power Accessories | 956 | 812.6
PDM2330L6-12-500 | APC IT Power Distribution Module 2 Pole 3 Wire 30A L1-L2 L6-30 500CM | 208 | 208 | 3PH POWER DISTRIBUTION | Power Distribution | Modular Power Accessories | 984 | 836.4
PDM2330L6-12-620 | APC IT Power Distribution Module 2 Pole 3 Wire 30A L1-L2 L6-30 620CM | 208 | 208 | 3PH POWER DISTRIBUTION | Power Distribution | Modular Power Accessories | 1035 | 879.75
PDM2330L6-12-740 | APC IT Power Distribution Module 2 Pole 3 Wire 30A L1-L2 L6-30 740CM | 208 | 208 | 3PH POWER DISTRIBUTION | Power Distribution | Modular Power Accessories | 1085 | 922.25
PDM2330L6-12-860 | APC IT Power Distribution Module 2 Pole 3 Wire 30A L1-L2 L6-30 860CM | 208 | 208 | 3PH POWER DISTRIBUTION | Power Distribution | Modular Power Accessories | 1110 | 943.5
PDM2330L6-12-980 | APC IT Power Distribution Module 2 Pole 3 Wire 30A L1-L2 L6-30 980CM | 208 | 208 | 3PH POWER DISTRIBUTION | Power Distribution | Modular Power Accessories | 1145 | 973.25
PDM2330L6-12-1200 | APC IT Power Distribution Module 2 Pole 3 Wire 30A L1-L2 L6-30 1200CM | 208 | 208 | 3PH POWER DISTRIBUTION | Power Distribution | Modular Power Accessories | 1360 | 1156
PDM2330L6-12-1400 | APC IT Power Distribution Module 2 Pole 3 Wire 30A L1-L2 L6-30 1400CM | 208 | 208 | 3PH POWER DISTRIBUTION | Power Distribution | Modular Power Accessories | 1455 | 1236.75
PDM2330L6-12-1680 | APC IT Power Distribution Module 2 Pole 3 Wire 30A L1-L2 L6-30 1680CM | 208 | 208 | 3PH POWER DISTRIBUTION | Power Distribution | Modular Power Accessories | 1590 | 1351.5
PDM2330L6-23-380 | APC IT Power Distribution Module 2 Pole 3 Wire 30A L2-L3 L6-30 380CM | 208 | 208 | 3PH POWER DISTRIBUTION | Power Distribution | Modular Power Accessories | 956 | 812.6
PDM2330L6-23-500 | APC IT Power Distribution Module 2 Pole 3 Wire 30A L2-L3 L6-30 500CM | 208 | 208 | 3PH POWER DISTRIBUTION | Power Distribution | Modular Power Accessories | 983 | 835.55
PDM2330L6-23-620 | APC IT Power Distribution Module 2 Pole 3 Wire 30A L2-L3 L6-30 620CM | 208 | 208 | 3PH POWER DISTRIBUTION | Power Distribution | Modular Power Accessories | 1040 | 884
PDM2330L6-23-740 | APC IT Power Distribution Module 2 Pole 3 Wire 30A L2-L3 L6-30 740CM | 208 | 208 | 3PH POWER DISTRIBUTION | Power Distribution | Modular Power Accessories | 1085 | 922.25
PDM2330L6-23-860 | APC IT Power Distribution Module 2 Pole 3 Wire 30A L2-L3 L6-30 860CM | 208 | 208 | 3PH POWER DISTRIBUTION | Power Distribution | Modular Power Accessories | 1110 | 943.5
PDM2330L6-23-980 | APC IT Power Distribution Module 2 Pole 3 Wire 30A L2-L3 L6-30 980CM | 208 | 208 | 3PH POWER DISTRIBUTION | Power Distribution | Modular Power Accessories | 1150 | 977.5
PDM2330L6-23-1200 | APC IT Power Distribution Module 2 Pole 3 Wire 30A L2-L3 L6-30 1200CM | 208 | 208 | 3PH POWER DISTRIBUTION | Power Distribution | Modular Power Accessories | 1355 | 1151.75
PDM2330L6-23-1400 | APC IT Power Distribution Module 2 Pole 3 Wire 30A L2-L3 L6-30 1400CM | 208 | 208 | 3PH POWER DISTRIBUTION | Power Distribution | Modular Power Accessories | 1445 | 1228.25
PDM2330L6-23-1680 | APC IT Power Distribution Module 2 Pole 3 Wire 30A L2-L3 L6-30 1680CM | 208 | 208 | 3PH POWER DISTRIBUTION | Power Distribution | Modular Power Accessories | 1590 | 1351.5
PDM2330L6-31-380 | APC IT Power Distribution Module 2 Pole 3 Wire 30A L3-L1 L6-30 380CM | 208 | 208 | 3PH POWER DISTRIBUTION | Power Distribution | Modular Power Accessories | 957 | 813.45
PDM2330L6-31-500 | APC IT Power Distribution Module 2 Pole 3 Wire 30A L3-L1 L6-30 500CM | 208 | 208 | 3PH POWER DISTRIBUTION | Power Distribution | Modular Power Accessories | 981 | 833.85
PDM2330L6-31-620 | APC IT Power Distribution Module 2 Pole 3 Wire 30A L3-L1 L6-30 620CM | 208 | 208 | 3PH POWER DISTRIBUTION | Power Distribution | Modular Power Accessories | 1035 | 879.75
PDM2330L6-31-740 | APC IT Power Distribution Module 2 Pole 3 Wire 30A L3-L1 L6-30 740CM | 208 | 208 | 3PH POWER DISTRIBUTION | Power Distribution | Modular Power Accessories | 1085 | 922.25
PDM2330L6-31-860 | APC IT Power Distribution Module 2 Pole 3 Wire 30A L3-L1 L6-30 860CM | 208 | 208 | 3PH POWER DISTRIBUTION | Power Distribution | Modular Power Accessories | 1110 | 943.5
PDM2330L6-31-980 | APC IT Power Distribution Module 2 Pole 3 Wire 30A L3-L1 L6-30 980CM | 208 | 208 | 3PH POWER DISTRIBUTION | Power Distribution | Modular Power Accessories | 1145 | 973.25
PDM2330L6-31-1200 | APC IT Power Distribution Module 2 Pole 3 Wire 30A L3-L1 L6-30 1200CM | 208 | 208 | 3PH POWER DISTRIBUTION | Power Distribution | Modular Power Accessories | 1355 | 1151.75
PDM2330L6-31-1400 | APC IT Power Distribution Module 2 Pole 3 Wire 30A L3-L1 L6-30 1400CM | 208 | 208 | 3PH POWER DISTRIBUTION | Power Distribution | Modular Power Accessories | 1445 | 1228.25
PDM2330L6-31-1680 | APC IT Power Distribution Module 2 Pole 3 Wire 30A L3-L1 L6-30 1680CM | 208 | 208 | 3PH POWER DISTRIBUTION | Power Distribution | Modular Power Accessories | 1595 | 1355.75
PDM2332IEC-3P30R-1 | PWR Dist. Mod. 3x1 POLE 3 WIRE RCD 32A 3xIEC309 300CM, 360CM, 420CM | 400 3 PH | 230 | 3PH POWER DISTRIBUTION | Power Distribution | Modular Power Accessories | 1765 | 1500.25
PDM2332IEC-3P30R-2 | Power Dist. Mod. 3x1 POLE 3 Wire RCD 32A 3xIEC309 480CM, 540CM, 600CM | 400 3 PH | 230 | 3PH POWER DISTRIBUTION | Power Distribution | Modular Power Accessories | 1930 | 1640.5
PDM2332IEC-3P30R-3 | Power Dist. Mod. 3x1 POLE 3 Wire RCD 32A 3xIEC309 660CM, 720CM, 780CM | 400 3 PH | 230 | 3PH POWER DISTRIBUTION | Power Distribution | Modular Power Accessories | 2140 | 1819
PDM3450CS50-200 | APC IT Power Distribution Module 3 Pole 4 Wire 50A CS50 200cm | 208 3 PH | 208 3 PH | 3PH POWER DISTRIBUTION | Power Distribution | Modular Power Accessories | 1795 | 1525.75
PDM3450CS50-260 | APC IT Power Distribution Module 3 Pole 4 Wire 50A CS50 260cm | 208 3 PH | 208 3 PH | 3PH POWER DISTRIBUTION | Power Distribution | Modular Power Accessories | 1930 | 1640.5
PDM3450CS50-320 | APC IT Power Distribution Module 3 Pole 4 Wire 50A CS50 320cm | 208 3 PH | 208 3 PH | 3PH POWER DISTRIBUTION | Power Distribution | Modular Power Accessories | 1970 | 1674.5
PDM3450CS50-380 | APC IT Power Distribution Module 3 Pole 4 Wire 50A CS50 380cm | 208 3 PH | 208 3 PH | 3PH POWER DISTRIBUTION | Power Distribution | Modular Power Accessories | 2070 | 1759.5
PDM3450CS50-440 | APC IT Power Distribution Module 3 Pole 4 Wire 50A CS50 440cm | 208 3 PH | 208 3 PH | 3PH POWER DISTRIBUTION | Power Distribution | Modular Power Accessories | 2150 | 1827.5
PDM3450CS50-500 | APC IT Power Distribution Module 3 Pole 4 Wire 50A CS50 500cm | 208 3 PH | 208 3 PH | 3PH POWER DISTRIBUTION | Power Distribution | Modular Power Accessories | 2180 | 1853
PDM3450CS50-560 | APC IT Power Distribution Module 3 Pole 4 Wire 50A CS50 560cm | 208 3 PH | 208 3 PH | 3PH POWER DISTRIBUTION | Power Distribution | Modular Power Accessories | 2325 | 1976.25
PDM3450CS50-620 | APC IT Power Distribution Module 3 Pole 4 Wire 50A CS50 620cm | 208 3 PH | 208 3 PH | 3PH POWER DISTRIBUTION | Power Distribution | Modular Power Accessories | 2365 | 2010.25
PDM3450CS50-680 | APC IT Power Distribution Module 3 Pole 4 Wire 50A CS50 680cm | 208 3 PH | 208 3 PH | 3PH POWER DISTRIBUTION | Power Distribution | Modular Power Accessories | 2515 | 2137.75
PDM3450CS50-740 | APC IT Power Distribution Module 3 Pole 4 Wire 50A CS50 740c | 208 3 PH | 208 3 PH | 3PH POWER DISTRIBUTION | Power Distribution | Modular Power Accessories | 2555 | 2171.75
PDM3450CS50-800 | APC IT Power Distribution Module 3 Pole 4 Wire 50A CS50 800cm | 208 3 PH | 208 3 PH | 3PH POWER DISTRIBUTION | Power Distribution | Modular Power Accessories | 2635 | 2239.75
PDM3450CS50-860 | APC IT Power Distribution Module 3 Pole 4 Wire 50A CS50 860cm | 208 3 PH | 208 3 PH | 3PH POWER DISTRIBUTION | Power Distribution | Modular Power Accessories | 2830 | 2405.5
PDM3450CS50-920 | APC IT Power Distribution Module 3 Pole 4 Wire 50A CS50 920cm | 208 3 PH | 208 3 PH | 3PH POWER DISTRIBUTION | Power Distribution | Modular Power Accessories | 2810 | 2388.5
PDM3450CS50-980 | APC IT Power Distribution Module 3 Pole 4 Wire 50A CS50 980cm | 208 3 PH | 208 3 PH | 3PH POWER DISTRIBUTION | Power Distribution | Modular Power Accessories | 2940 | 2499
PDM3450CS50-1040 | APC IT Power Distribution Module 3 Pole 4 Wire 50A CS50 1040cm | 208 3 PH | 208 3 PH | 3PH POWER DISTRIBUTION | Power Distribution | Modular Power Accessories | 2935 | 2494.75
PDM3450CS50-1680 | APC IT Power Distribution Module 3 Pole 4 Wire 50A CS50 1680CM | 208 3 PH | 208 3 PH | 3PH POWER DISTRIBUTION | Power Distribution | Modular Power Accessories | 3915 | 3327.75
PDM3460IEC309-200 | APC IT Power Distribution Module 3 Pole 4 Wire 60A IEC309 200cm | 208 3 PH | 208 3 PH | 3PH POWER DISTRIBUTION | Power Distribution | Modular Power Accessories | 2285 | 1942.25
PDM3460IEC309-260 | APC IT POWER DISTRIBUTION MODULE 3 POLE 4 WIRE 60A IEC309 260CM | 208 3 PH | 208 3 PH | 3PH POWER DISTRIBUTION | Power Distribution | Modular Power Accessories | 2410 | 2048.5
PDM3460IEC309-320 | APC IT Power Distribution Module 3 Pole 4 Wire 60A IEC309 320cm | 208 3 PH | 208 3 PH | 3PH POWER DISTRIBUTION | Power Distribution | Modular Power Accessories | 2555 | 2171.75
PDM3460IEC309-380 | APC IT Power Distribution Module 3 Pole 4 Wire 60A IEC309 380cm | 208 3 PH | 208 3 PH | 3PH POWER DISTRIBUTION | Power Distribution | Modular Power Accessories | 2605 | 2214.25
PDM3460IEC309-440 | APC IT Power Distribution Module 3 Pole 4 Wire 60A IEC309 440cm | 208 3 PH | 208 3 PH | 3PH POWER DISTRIBUTION | Power Distribution | Modular Power Accessories | 2775 | 2358.75
PDM3460IEC309-500 | APC IT Power Distribution Module 3 Pole 4 Wire 60A IEC309 500cm | 208 3 PH | 208 3 PH | 3PH POWER DISTRIBUTION | Power Distribution | Modular Power Accessories | 2870 | 2439.5
PDM3460IEC309-560 | APC IT Power Distribution Module 3 Pole 4 Wire 60A IEC309 560cm | 208 3 PH | 208 3 PH | 3PH POWER DISTRIBUTION | Power Distribution | Modular Power Accessories | 3000 | 2550
PDM3460IEC309-620 | APC IT Power Distribution Module 3 Pole 4 Wire 60A IEC309 620cm | 208 3 PH | 208 3 PH | 3PH POWER DISTRIBUTION | Power Distribution | Modular Power Accessories | 3120 | 2652
PDM3460IEC309-680 | APC IT Power Distribution Module 3 Pole 4 Wire 60A IEC309 680cm | 208 3 PH | 208 3 PH | 3PH POWER DISTRIBUTION | Power Distribution | Modular Power Accessories | 3225 | 2741.25
PDM3460IEC309-740 | APC IT Power Distribution Module 3 Pole 4 Wire 60A IEC309 740cm | 208 3 PH | 208 3 PH | 3PH POWER DISTRIBUTION | Power Distribution | Modular Power Accessories | 3350 | 2847.5
PDM3460IEC309-800 | APC IT Power Distribution Module 3 Pole 4 Wire 60A IEC309 800cm | 208 3 PH | 208 3 PH | 3PH POWER DISTRIBUTION | Power Distribution | Modular Power Accessories | 3475 | 2953.75
PDM3460IEC309-860 | APC IT Power Distribution Module 3 Pole 4 Wire 60A IEC309 860cm | 208 3 PH | 208 3 PH | 3PH POWER DISTRIBUTION | Power Distribution | Modular Power Accessories | 3545 | 3013.25
PDM3460IEC309-920 | APC IT Power Distribution Module 3 Pole 4 Wire 60A IEC309 920cm | 208 3 PH | 208 3 PH | 3PH POWER DISTRIBUTION | Power Distribution | Modular Power Accessories | 3700 | 3145
PDM3460IEC309-980 | APC IT Power Distribution Module 3 Pole 4 Wire 60A IEC309 980cm | 208 3 PH | 208 3 PH | 3PH POWER DISTRIBUTION | Power Distribution | Modular Power Accessories | 3800 | 3230
PDM3460IEC309-1040 | APC IT Power Distribution Module 3 Pole 4 Wire 60A IEC309 1040cm | 208 3 PH | 208 3 PH | 3PH POWER DISTRIBUTION | Power Distribution | Modular Power Accessories | 3950 | 3357.5
PDM3460IEC309-1680 | APC IT Power Distribution Module 3 Pole 4 Wire 60A IEC309 1680cm | 208 3 PH | 208 3 PH | 3PH POWER DISTRIBUTION | Power Distribution | Modular Power Accessories | 5145 | 4373.25
PDM3516IEC-140 | APC IT Power Distribution Module 3 Pole 5 Wire 16A IEC309 140cm | 400 3 PH | 230 ,400 3 PH | 3PH POWER DISTRIBUTION | Power Distribution | Modular Power Accessories | 770 | 654.5
PDM3516IEC-200 | APC IT Power Distribution Module 3 Pole 5 Wire 16A IEC309 200cm | 400 3 PH | 230 ,400 3 PH | 3PH POWER DISTRIBUTION | Power Distribution | Modular Power Accessories | 979 | 832.15
PDM3516IEC-260 | APC IT Power Distribution Module 3 Pole 5 Wire 16A IEC309 260cm | 400 3 PH | 230 ,400 3 PH | 3PH POWER DISTRIBUTION | Power Distribution | Modular Power Accessories | 925 | 786.25
PDM3516IEC-320 | APC IT Power Distribution Module 3 Pole 5 Wire 16A IEC309 320cm | 400 3 PH | 230 ,400 3 PH | 3PH POWER DISTRIBUTION | Power Distribution | Modular Power Accessories | 1025 | 871.25
PDM3516IEC-380 | APC IT Power Distribution Module 3 Pole 5 Wire 16A IEC309 380cm | 400 3 PH | 230 ,400 3 PH | 3PH POWER DISTRIBUTION | Power Distribution | Modular Power Accessories | 1050 | 892.5
PDM3516IEC-440 | APC IT Power Distribution Module 3 Pole 5 Wire 16A IEC309 440cm | 400 3 PH | 230 ,400 3 PH | 3PH POWER DISTRIBUTION | Power Distribution | Modular Power Accessories | 959 | 815.15
PDM3516IEC-500 | APC IT Power Distribution Module 3 Pole 5 Wire 16A IEC309 500cm | 400 3 PH | 230 ,400 3 PH | 3PH POWER DISTRIBUTION | Power Distribution | Modular Power Accessories | 1060 | 901
PDM3516IEC-560 | APC IT Power Distribution Module 3 Pole 5 Wire 16A IEC309 560cm | 400 3 PH | 230 ,400 3 PH | 3PH POWER DISTRIBUTION | Power Distribution | Modular Power Accessories | 1070 | 909.5
PDM3516IEC-620 | APC IT Power Distribution Module 3 Pole 5 Wire 16A IEC309 620cm | 400 3 PH | 230 ,400 3 PH | 3PH POWER DISTRIBUTION | Power Distribution | Modular Power Accessories | 1295 | 1100.75
PDM3516IEC-680 | APC IT Power Distribution Module 3 Pole 5 Wire 16A IEC309 680cm | 400 3 PH | 230 ,400 3 PH | 3PH POWER DISTRIBUTION | Power Distribution | Modular Power Accessories | 1265 | 1075.25
PDM3516IEC-740 | APC IT Power Distribution Module 3 Pole 5 Wire 16A IEC309 740cm | 400 3 PH | 230 ,400 3 PH | 3PH POWER DISTRIBUTION | Power Distribution | Modular Power Accessories | 1325 | 1126.25
PDM3516IEC-800 | APC IT Power Distribution Module 3 Pole 5 Wire 16A IEC309 800cm | 400 3 PH | 230 ,400 3 PH | 3PH POWER DISTRIBUTION | Power Distribution | Modular Power Accessories | 1275 | 1083.75
PDM3516IEC-860 | APC IT Power Distribution Module 3 Pole 5 Wire 16A IEC309 860cm | 400 3 PH | 230 ,400 3 PH | 3PH POWER DISTRIBUTION | Power Distribution | Modular Power Accessories | 1035 | 879.75
PDM3516IEC-920 | APC IT Power Distribution Module 3 Pole 5 Wire 16A IEC309 920cm | 400 3 PH | 230 ,400 3 PH | 3PH POWER DISTRIBUTION | Power Distribution | Modular Power Accessories | 1045 | 888.25
PDM3516IEC-980 | APC IT Power Distribution Module 3 Pole 5 Wire 16A IEC309 980cm | 400 3 PH | 230 ,400 3 PH | 3PH POWER DISTRIBUTION | Power Distribution | Modular Power Accessories | 1060 | 901
PDM3516IEC-1040 | APC IT Power Distribution Module 3 Pole 5 Wire 16A IEC309 1040cm | 400 3 PH | 230 ,400 3 PH | 3PH POWER DISTRIBUTION | Power Distribution | Modular Power Accessories | 1070 | 909.5
PDM3520IEC309-200 | APC IT Power Distribution Module 3 Pole 5 Wire 20A 240V IEC309 200cm | 230 | 240 | 3PH POWER DISTRIBUTION | Power Distribution | Modular Power Accessories | 1030 | 875.5
PDM3520IEC309-260 | APC IT Power Distribution Module 3 Pole 5 Wire 20A 240V IEC309 260cm | 230 | 240 | 3PH POWER DISTRIBUTION | Power Distribution | Modular Power Accessories | 1045 | 888.25
PDM3520IEC309-320 | APC IT Power Distribution Module 3 Pole 5 Wire 20A 240V IEC309 320cm | 230 | 240 | 3PH POWER DISTRIBUTION | Power Distribution | Modular Power Accessories | 1045 | 888.25
PDM3520IEC309-380 | APC IT Power Distribution Module 3 Pole 5 Wire 20A 240V IEC309 380cm | 230 | 240 | 3PH POWER DISTRIBUTION | Power Distribution | Modular Power Accessories | 1035 | 879.75
PDM3520IEC309-440 | APC IT Power Distribution Module 3 Pole 5 Wire 20A 240V IEC309 440cm | 230 | 240 | 3PH POWER DISTRIBUTION | Power Distribution | Modular Power Accessories | 1070 | 909.5
PDM3520IEC309-500 | APC IT Power Distribution Module 3 Pole 5 Wire 20A 240V IEC309 500cm | 230 | 240 | 3PH POWER DISTRIBUTION | Power Distribution | Modular Power Accessories | 1105 | 939.25
PDM3520IEC309-560 | APC IT Power Distribution Module 3 Pole 5 Wire 20A 240V IEC309 560cm | 230 | 240 | 3PH POWER DISTRIBUTION | Power Distribution | Modular Power Accessories | 1095 | 930.75
PDM3520IEC309-620 | APC IT Power Distribution Module 3 Pole 5 Wire 20A 240V IEC309 620cm | 230 | 240 | 3PH POWER DISTRIBUTION | Power Distribution | Modular Power Accessories | 1110 | 943.5
PDM3520IEC309-680 | APC IT Power Distribution Module 3 Pole 5 Wire 20A 240V IEC309 680cm | 230 | 240 | 3PH POWER DISTRIBUTION | Power Distribution | Modular Power Accessories | 1120 | 952
PDM3520IEC309-740 | APC IT Power Distribution Module 3 Pole 5 Wire 20A 240V IEC309 740cm | 230 | 240 | 3PH POWER DISTRIBUTION | Power Distribution | Modular Power Accessories | 1105 | 939.25
PDM3520IEC309-800 | APC IT Power Distribution Module 3 Pole 5 Wire 20A 240V IEC309 800cm | 230 | 240 | 3PH POWER DISTRIBUTION | Power Distribution | Modular Power Accessories | 1115 | 947.75
PDM3520IEC309-860 | APC IT Power Distribution Module 3 Pole 5 Wire 20A 240V IEC309 860cm | 230 | 240 | 3PH POWER DISTRIBUTION | Power Distribution | Modular Power Accessories | 1155 | 981.75
PDM3520IEC309-920 | APC IT Power Distribution Module 3 Pole 5 Wire 20A 240V IEC309 920cm | 230 | 240 | 3PH POWER DISTRIBUTION | Power Distribution | Modular Power Accessories | 1160 | 986
PDM3520IEC309-980 | APC IT Power Distribution Module 3 Pole 5 Wire 20A 240V IEC309 980cm | 230 | 240 | 3PH POWER DISTRIBUTION | Power Distribution | Modular Power Accessories | 1150 | 977.5
PDM3520IEC309-1040 | APC IT Power Distribution Module 3 Pole 5 Wire 20A 240V IEC309 1040cm | 230 | 240 | 3PH POWER DISTRIBUTION | Power Distribution | Modular Power Accessories | 1175 | 998.75
PDM3520IEC309-1680 | APC IT Power Distribution Module 3 Pole 5 Wire 20A 240V IEC309 1680cm | 230 | 240 | 3PH POWER DISTRIBUTION | Power Distribution | Modular Power Accessories | 1330 | 1130.5
PDM3520L2120-200 | APC IT Power Distribution Module 3 Pole 5 Wire 20A L21-20 200cm | 208 3 PH | 120 | 3PH POWER DISTRIBUTION | Power Distribution | Modular Power Accessories | 992 | 843.2
PDM3520L2120-260 | APC IT Power Distribution Module 3 Pole 5 Wire 20A L21-20 260cm | 208 3 PH | 120 | 3PH POWER DISTRIBUTION | Power Distribution | Modular Power Accessories | 1005 | 854.25
PDM3520L2120-320 | APC IT Power Distribution Module 3 Pole 5 Wire 20A L21-20 320cm | 208 3 PH | 120 | 3PH POWER DISTRIBUTION | Power Distribution | Modular Power Accessories | 1040 | 884
PDM3520L2120-380 | APC IT Power Distribution Module 3 Pole 5 Wire 20A L21-20 380cm | 208 3 PH | 120 | 3PH POWER DISTRIBUTION | Power Distribution | Modular Power Accessories | 1050 | 892.5
PDM3520L2120-440 | APC IT Power Distribution Module 3 Pole 5 Wire 20A L21-20 440cm | 208 3 PH | 120 | 3PH POWER DISTRIBUTION | Power Distribution | Modular Power Accessories | 1080 | 918
PDM3520L2120-500 | APC IT Power Distribution Module 3 Pole 5 Wire 20A L21-20 500cm | 208 3 PH | 120 | 3PH POWER DISTRIBUTION | Power Distribution | Modular Power Accessories | 1100 | 935
PDM3520L2120-560 | APC IT Power Distribution Module 3 Pole 5 Wire 20A L21-20 560cm | 208 3 PH | 120 | 3PH POWER DISTRIBUTION | Power Distribution | Modular Power Accessories | 1135 | 964.75
PDM3520L2120-620 | APC IT Power Distribution Module 3 Pole 5 Wire 20A L21-20 620cm | 208 3 PH | 120 | 3PH POWER DISTRIBUTION | Power Distribution | Modular Power Accessories | 1160 | 986
PDM3520L2120-680 | APC IT Power Distribution Module 3 Pole 5 Wire 20A L21-20 680cm | 208 3 PH | 120 | 3PH POWER DISTRIBUTION | Power Distribution | Modular Power Accessories | 1190 | 1011.5
PDM3520L2120-740 | APC IT Power Distribution Module 3 Pole 5 Wire 20A L21-20 740cm | 208 3 PH | 120 | 3PH POWER DISTRIBUTION | Power Distribution | Modular Power Accessories | 1200 | 1020
PDM3520L2120-800 | APC IT Power Distribution Module 3 Pole 5 Wire 20A L21-20 800cm | 208 3 PH | 120 | 3PH POWER DISTRIBUTION | Power Distribution | Modular Power Accessories | 1225 | 1041.25
PDM3520L2120-860 | APC IT Power Distribution Module 3 Pole 5 Wire 20A L21-20 860cm | 208 3 PH | 120 | 3PH POWER DISTRIBUTION | Power Distribution | Modular Power Accessories | 1245 | 1058.25
PDM3520L2120-920 | APC IT Power Distribution Module 3 Pole 5 Wire 20A L21-20 920cm | 208 3 PH | 120 | 3PH POWER DISTRIBUTION | Power Distribution | Modular Power Accessories | 1275 | 1083.75
PDM3520L2120-980 | APC IT Power Distribution Module 3 Pole 5 Wire 20A L21-20 980cm | 208 3 PH | 120 | 3PH POWER DISTRIBUTION | Power Distribution | Modular Power Accessories | 1300 | 1105
PDM3520L2120-1040 | APC IT Power Distribution Module 3 Pole 5 Wire 20A L21-20 1040cm | 208 3 PH | 120 | 3PH POWER DISTRIBUTION | Power Distribution | Modular Power Accessories | 1330 | 1130.5
PDM3520L2120-1680 | APC IT Power Distribution Module 3 Pole 5 Wire 20A L21-20 1680cm | 208 3 PH | 120 | 3PH POWER DISTRIBUTION | Power Distribution | Modular Power Accessories | 1585 | 1347.25
PDM3530L2130-200 | APC IT Power Distribution Module 3 Pole 5 Wire 30A L21-30 200cm | 208 3 PH | 120 | 3PH POWER DISTRIBUTION | Power Distribution | Modular Power Accessories | 1275 | 1083.75
PDM3530L2130-260 | APC IT Power Distribution Module 3 Pole 5 Wire 30A L21-30 260cm | 208 3 PH | 120 | 3PH POWER DISTRIBUTION | Power Distribution | Modular Power Accessories | 1330 | 1130.5
PDM3530L2130-320 | APC IT Power Distribution Module 3 Pole 5 Wire 30A L21-30 320cm | 208 3 PH | 120 | 3PH POWER DISTRIBUTION | Power Distribution | Modular Power Accessories | 1360 | 1156
PDM3530L2130-380 | APC IT Power Distribution Module 3 Pole 5 Wire 30A L21-30 380cm | 208 3 PH | 120 | 3PH POWER DISTRIBUTION | Power Distribution | Modular Power Accessories | 1425 | 1211.25
PDM3530L2130-440 | APC IT Power Distribution Module 3 Pole 5 Wire 30A L21-30 440cm | 208 3 PH | 120 | 3PH POWER DISTRIBUTION | Power Distribution | Modular Power Accessories | 1475 | 1253.75
PDM3530L2130-500 | APC IT Power Distribution Module 3 Pole 5 Wire 30A L21-30 500cm | 208 3 PH | 120 | 3PH POWER DISTRIBUTION | Power Distribution | Modular Power Accessories | 1520 | 1292
PDM3530L2130-560 | APC IT Power Distribution Module 3 Pole 5 Wire 30A L21-30 560cm | 208 3 PH | 120 | 3PH POWER DISTRIBUTION | Power Distribution | Modular Power Accessories | 1560 | 1326
PDM3530L2130-620 | APC IT Power Distribution Module 3 Pole 5 Wire 30A L21-30 620cm | 208 3 PH | 120 | 3PH POWER DISTRIBUTION | Power Distribution | Modular Power Accessories | 1625 | 1381.25
PDM3530L2130-680 | APC IT Power Distribution Module 3 Pole 5 Wire 30A L21-30 680cm | 208 3 PH | 120 | 3PH POWER DISTRIBUTION | Power Distribution | Modular Power Accessories | 1685 | 1432.25
PDM3530L2130-740 | APC IT Power Distribution Module 3 Pole 5 Wire 30A L21-30 740c | 208 3 PH | 120 | 3PH POWER DISTRIBUTION | Power Distribution | Modular Power Accessories | 1740 | 1479
PDM3530L2130-800 | APC IT Power Distribution Module 3 Pole 5 Wire 30A L21-30 800cm | 208 3 PH | 120 | 3PH POWER DISTRIBUTION | Power Distribution | Modular Power Accessories | 1780 | 1513
PDM3530L2130-860 | APC IT Power Distribution Module 3 Pole 5 Wire 30A L21-30 860cm | 208 3 PH | 120 | 3PH POWER DISTRIBUTION | Power Distribution | Modular Power Accessories | 1850 | 1572.5
PDM3530L2130-920 | APC IT Power Distribution Module 3 Pole 5 Wire 30A L21-30 920cm | 208 3 PH | 120 | 3PH POWER DISTRIBUTION | Power Distribution | Modular Power Accessories | 1875 | 1593.75
PDM3530L2130-980 | APC IT Power Distribution Module 3 Pole 5 Wire 30A L21-30 980cm | 208 3 PH | 120 | 3PH POWER DISTRIBUTION | Power Distribution | Modular Power Accessories | 1975 | 1678.75
PDM3530L2130-1040 | APC IT Power Distribution Module 3 Pole 5 Wire 30A L21-30 1040cm | 208 3 PH | 120 | 3PH POWER DISTRIBUTION | Power Distribution | Modular Power Accessories | 1985 | 1687.25
PDM3530L2130-1680 | APC IT Power Distribution Module 3 Pole 5 Wire 30A L21-30 1680cm | 208 3 PH | 120 | 3PH POWER DISTRIBUTION | Power Distribution | Modular Power Accessories | 2570 | 2184.5
PDM3532IEC-200 | APC IT Power Distribution Module 3 Pole 5 Wire 32A IEC309 200cm | 400 3 PH | 230 ,400 3 PH | 3PH POWER DISTRIBUTION | Power Distribution | Modular Power Accessories | 1030 | 875.5
PDM3532IEC-260 | APC IT Power Distribution Module 3 Pole 5 Wire 32A IEC309 260cm | 400 3 PH | 230 ,400 3 PH | 3PH POWER DISTRIBUTION | Power Distribution | Modular Power Accessories | 1155 | 981.75
PDM3532IEC-320 | APC IT Power Distribution Module 3 Pole 5 Wire 32A IEC309 320cm | 400 3 PH | 230 ,400 3 PH | 3PH POWER DISTRIBUTION | Power Distribution | Modular Power Accessories | 1140 | 969
PDM3532IEC-380 | APC IT Power Distribution Module 3 Pole 5 Wire 32A IEC309 380cm | 400 3 PH | 230 ,400 3 PH | 3PH POWER DISTRIBUTION | Power Distribution | Modular Power Accessories | 1030 | 875.5
PDM3532IEC-440 | APC IT Power Distribution Module 3 Pole 5 Wire 32A IEC309 440cm | 400 3 PH | 230 ,400 3 PH | 3PH POWER DISTRIBUTION | Power Distribution | Modular Power Accessories | 1050 | 892.5
PDM3532IEC-500 | APC IT Power Distribution Module 3 Pole 5 Wire 32A IEC309 500cm | 400 3 PH | 230 ,400 3 PH | 3PH POWER DISTRIBUTION | Power Distribution | Modular Power Accessories | 1060 | 901
PDM3532IEC-560 | APC IT Power Distribution Module 3 Pole 5 Wire 32A IEC309 560cm | 400 3 PH | 230 ,400 3 PH | 3PH POWER DISTRIBUTION | Power Distribution | Modular Power Accessories | 1240 | 1054
PDM3532IEC-620 | APC IT Power Distribution Module 3 Pole 5 Wire 32A IEC309 620cm | 400 3 PH | 230 ,400 3 PH | 3PH POWER DISTRIBUTION | Power Distribution | Modular Power Accessories | 1080 | 918
PDM3532IEC-680 | APC IT Power Distribution Module 3 Pole 5 Wire 32A IEC309 680cm | 400 3 PH | 230 ,400 3 PH | 3PH POWER DISTRIBUTION | Power Distribution | Modular Power Accessories | 1090 | 926.5
PDM3532IEC-740 | APC IT Power Distribution Module 3 Pole 5 Wire 32A IEC309 740cm | 400 3 PH | 230 ,400 3 PH | 3PH POWER DISTRIBUTION | Power Distribution | Modular Power Accessories | 1100 | 935
PDM3532IEC-800 | APC IT Power Distribution Module 3 Pole 5 Wire 32A IEC309 800cm | 400 3 PH | 230 ,400 3 PH | 3PH POWER DISTRIBUTION | Power Distribution | Modular Power Accessories | 1115 | 947.75
PDM3532IEC-860 | APC IT Power Distribution Module 3 Pole 5 Wire 32A IEC309 860cm | 400 3 PH | 230 ,400 3 PH | 3PH POWER DISTRIBUTION | Power Distribution | Modular Power Accessories | 1125 | 956.25
PDM3532IEC-920 | APC IT Power Distribution Module 3 Pole 5 Wire 32A IEC309 920cm | 400 3 PH | 230 ,400 3 PH | 3PH POWER DISTRIBUTION | Power Distribution | Modular Power Accessories | 1295 | 1100.75
PDM3532IEC-980 | APC IT Power Distribution Module 3 Pole 5 Wire 32A IEC309 980cm | 400 3 PH | 230 ,400 3 PH | 3PH POWER DISTRIBUTION | Power Distribution | Modular Power Accessories | 1150 | 977.5
PDM3532IEC-1040 | APC IT Power Distribution Module 3 Pole 5 Wire 32A IEC309 1040cm | 400 3 PH | 230 ,400 3 PH | 3PH POWER DISTRIBUTION | Power Distribution | Modular Power Accessories | 1245 | 1058.25
PDM3540IEC309-200 | APC IT Power Distribution Module 3 Pole 5 Wire 40A IEC 309 200cm | 415 3 PH | 240 | 3PH POWER DISTRIBUTION | Power Distribution | Modular Power Accessories | 1820 | 1547
PDM3540IEC309-260 | APC IT Power Distribution Module 3 Pole 5 Wire 40A IEC 309 260cm | 415 3 PH | 240 | 3PH POWER DISTRIBUTION | Power Distribution | Modular Power Accessories | 1970 | 1674.5
PDM3540IEC309-320 | APC IT Power Distribution Module 3 Pole 5 Wire 40A IEC 309 320cm | 415 3 PH | 240 | 3PH POWER DISTRIBUTION | Power Distribution | Modular Power Accessories | 2075 | 1763.75
PDM3540IEC309-380 | APC IT Power Distribution Module 3 Pole 5 Wire 40A IEC 309 380cm | 415 3 PH | 240 | 3PH POWER DISTRIBUTION | Power Distribution | Modular Power Accessories | 2165 | 1840.25
PDM3540IEC309-440 | APC IT Power Distribution Module 3 Pole 5 Wire 40A IEC 309 440cm | 415 3 PH | 240 | 3PH POWER DISTRIBUTION | Power Distribution | Modular Power Accessories | 2270 | 1929.5
PDM3540IEC309-500 | APC IT Power Distribution Module 3 Pole 5 Wire 40A IEC 309 500cm | 415 3 PH | 240 | 3PH POWER DISTRIBUTION | Power Distribution | Modular Power Accessories | 2365 | 2010.25
PDM3540IEC309-560 | APC IT Power Distribution Module 3 Pole 5 Wire 40A IEC 309 560cm | 415 3 PH | 240 | 3PH POWER DISTRIBUTION | Power Distribution | Modular Power Accessories | 2515 | 2137.75
PDM3540IEC309-620 | APC IT Power Distribution Module 3 Pole 5 Wire 40A IEC 309 620cm | 415 3 PH | 240 | 3PH POWER DISTRIBUTION | Power Distribution | Modular Power Accessories | 2565 | 2180.25
PDM3540IEC309-680 | APC IT Power Distribution Module 3 Pole 5 Wire 40A IEC 309 680cm | 415 3 PH | 240 | 3PH POWER DISTRIBUTION | Power Distribution | Modular Power Accessories | 2715 | 2307.75
PDM3540IEC309-740 | APC IT Power Distribution Module 3 Pole 5 Wire 40A IEC 309 740cm | 415 3 PH | 240 | 3PH POWER DISTRIBUTION | Power Distribution | Modular Power Accessories | 2780 | 2363
PDM3540IEC309-800 | APC IT Power Distribution Module 3 Pole 5 Wire 40A IEC 309 800cm | 415 3 PH | 240 | 3PH POWER DISTRIBUTION | Power Distribution | Modular Power Accessories | 2920 | 2482
PDM3540IEC309-860 | APC IT Power Distribution Module 3 Pole 5 Wire 40A IEC 309 860cm | 415 3 PH | 240 | 3PH POWER DISTRIBUTION | Power Distribution | Modular Power Accessories | 2975 | 2528.75
PDM3540IEC309-920 | APC IT Power Distribution Module 3 Pole 5 Wire 40A IEC 309 920cm | 415 3 PH | 240 | 3PH POWER DISTRIBUTION | Power Distribution | Modular Power Accessories | 3080 | 2618
PDM3540IEC309-980 | APC IT Power Distribution Module 3 Pole 5 Wire 40A IEC 309 980cm | 415 3 PH | 240 | 3PH POWER DISTRIBUTION | Power Distribution | Modular Power Accessories | 3175 | 2698.75
PDM3540IEC309-1040 | APC IT Power Distribution Module 3 Pole 5 Wire 40A IEC 309 1040cm | 415 3 PH | 240 | 3PH POWER DISTRIBUTION | Power Distribution | Modular Power Accessories | 3280 | 2788
PDM3540IEC309-1680 | APC IT Power Distribution Module 3 Pole 5 Wire 40A IEC 309 1680cm | 415 3 PH | 240 | 3PH POWER DISTRIBUTION | Power Distribution | Modular Power Accessories | 4365 | 3710.25
PDM3563IEC-200 | APC IT Power Distribution Module 3 Pole 5 Wire 63A IEC309 200cm | 400 3 PH | 230 ,400 3 PH | 3PH POWER DISTRIBUTION | Power Distribution | Modular Power Accessories | 2655 | 2256.75
PDM3563IEC-440 | APC IT Power Distribution Module 3 Pole 5 Wire 63A IEC309 440cm | 400 3 PH | 230 ,400 3 PH | 3PH POWER DISTRIBUTION | Power Distribution | Modular Power Accessories | 3375 | 2868.75
PDM3563IEC-560 | APC IT Power Distribution Module 3 Pole 5 Wire 63A IEC309 560cm | 400 3 PH | 230 ,400 3 PH | 3PH POWER DISTRIBUTION | Power Distribution | Modular Power Accessories | 3705 | 3149.25
PDM3563IEC-740 | APC IT Power Distribution Module 3 Pole 5 Wire 63A IEC309 740cm | 400 3 PH | 230 ,400 3 PH | 3PH POWER DISTRIBUTION | Power Distribution | Modular Power Accessories | 4390 | 3731.5
PDM3563IEC-800 | APC IT Power Distribution Module 3 Pole 5 Wire 63A IEC309 800cm | 400 3 PH | 230 ,400 3 PH | 3PH POWER DISTRIBUTION | Power Distribution | Modular Power Accessories | 4445 | 3778.25
PDM3563IEC-920 | APC IT Power Distribution Module 3 Pole 5 Wire 63A IEC309 920cm | 400 3 PH | 230 ,400 3 PH | 3PH POWER DISTRIBUTION | Power Distribution | Modular Power Accessories | 4805 | 4084.25
PDM3563IEC-980 | APC IT Power Distribution Module 3 Pole 5 Wire 63A IEC309 980cm | 400 3 PH | 230 ,400 3 PH | 3PH POWER DISTRIBUTION | Power Distribution | Modular Power Accessories | 4985 | 4237.25
PDM3563IEC-1040 | APC IT Power Distribution Module 3 Pole 5 Wire 63A IEC309 1040cm | 400 3 PH | 230 ,400 3 PH | 3PH POWER DISTRIBUTION | Power Distribution | Modular Power Accessories | 5615 | 4772.75
PDPB150G6F | InfraStruxure PDU, 150kVA, 416A, 480V:208V Isolation Transformer, 84 Poles, 1 Subfeed | 480 3 PH | 208 3 PH | 3PH POWER DISTRIBUTION | Power Distribution | Configurable Power Distribution | 53880 | 45798
PDPBQ | Adapted Power Distribution Unit and Associated Parts used with Infrastruxure PDU/RPP |  |  | 3PH POWER DISTRIBUTION | Power Distribution | Configurable Power Distribution | Call for Quote | Call for Quote
PDPM72F-5U | APC Modular Rack Distribution Panel, 72kVA, 200A, 208V, 18 Pole, 5U | 208 3 PH |  | 3PH POWER DISTRIBUTION | Power Distribution | Modular Power Distribution | 5010 | 4258.5
PDPM100F6F-M | APC 100kVA Modular Power Distribution Unit, Isolation Transformer, 208:208V, 72 Pole, MBP, 1 Subfeed | 208 3 PH | 120 ,208 3 PH | 3PH POWER DISTRIBUTION | Power Distribution | Modular Power Distribution | 47695 | 40540.75
PDPM100F-M | APC 100kVA Modular Power Distribution Unit, 208V, 72 Poles, MBP, 1 Subfeed | 208 3 PH | 208 3 PH | 3PH POWER DISTRIBUTION | Power Distribution | Modular Power Distribution | 24225 | 20591.25
PDPM100G6F-M | APC 100kVA Modular Power Distribution Unit, Isolation Transformer, 480:208V, 72 Pole, MBP, 1 Subfeed | 480 3 PH | 120 ,208 3 PH | 3PH POWER DISTRIBUTION | Power Distribution | Modular Power Distribution | 46855 | 39826.75
PDPM100L6F-M | APC 100kVA Modular Power Distribution Unit, Isolation Transformer, 600:208V, 72 Pole, MBP, 1 Subfeed | 600 3 PH | 208 3 PH | 3PH POWER DISTRIBUTION | Power Distribution | Modular Power Distribution | 46765 | 39750.25
PDPM100SC | APC Symmetra PX 100kW Bottom Feed Side Car, 300mm | 120 ,208 ,208 3 PH,480 3 PH,600 3 PH |  | 3PH POWER DISTRIBUTION | Power Distribution | Modular Power Distribution | 8480 | 7208
PDPM138H-5U | APC Modular Rack Distribution Panel, 138kVA, 200A, 400V, 18 Pole, 5U | 400 3 PH | 400 3 PH | 3PH POWER DISTRIBUTION | Power Distribution | Modular Power Distribution | 5040 | 4284
PDPM144F | APC Modular Remote Power Panel, 144kVA, 400A, 208V, 72 Pole, 300mm | 208 3 PH | 208 3 PH | 3PH POWER DISTRIBUTION | Power Distribution | Modular Power Distribution | 18480 | 15708
PDPM150G6F | APC 144kVA Modular Power Distribution Unit, Isolation Transformer, 480:208V, 72 Poles, 2 Subfeed | 480 3 PH | 208 3 PH | 3PH POWER DISTRIBUTION | Power Distribution | Modular Power Distribution | 62090 | 52776.5
PDPM150L6F | APC 144kVA Modular Power Distribution Unit, Isolation Transformer, 600:208V, 72 Poles, 2 Subfeed | 600 3 PH | 208 3 PH | 3PH POWER DISTRIBUTION | Power Distribution | Modular Power Distribution | 61790 | 52521.5
PDPM150SC | APC 150kVA Modular PDU Bottom Feed Side Car, 300mm | 208 ,208 3 PH,480 3 PH,600 3 PH | 208 ,208 3 PH ,415 3 PH ,480 3 PH ,600 3 PH | 3PH POWER DISTRIBUTION | Power Distribution | Modular Power Distribution | 7085 | 6022.25
PDPM175G6H | APC 175kVA Modular Power Distribution Unit, Isolation Transformer, 480:415V, 72 Poles, 2 Subfeed | 480 3 PH | 415 3 PH | 3PH POWER DISTRIBUTION | Power Distribution | Modular Power Distribution | 66380 | 56423
PDPM277H | APC Modular Remote Power Panel, 277kVA, 400A, 400V, 72 Pole, 300mm | 400 3 PH |  | 3PH POWER DISTRIBUTION | Power Distribution | Modular Power Distribution | 17925 | 15236.25
PDPM288G6H | APC Modular Power Distribution Unit, 266kVA, 400A, 480V:415V Auto-transformer, 72 Pole, 300mm | 480 3 PH | 230 ,240 | 3PH POWER DISTRIBUTION | Power Distribution | Modular Power Distribution | 44420 | 37757
PDPMQ | Adapted Power Distribution Unit and Associated Parts used with Modular PDU/RPP |  |  | 3PH POWER DISTRIBUTION | Power Distribution | Modular Power Distribution | Call for Quote | Call for Quote
PDPS4200 | ISX PDU 200 A 4 Wire Pin & Sleeve Connector |  |  | 3PH POWER DISTRIBUTION | Power Distribution | Configurable Power Accessories | 5155 | 4381.75
PDPT4200 | ISX PDU Input Top Entry Cable w/ a 200 A 4 Wire plug |  |  | 3PH POWER DISTRIBUTION | Power Distribution | Configurable Power Accessories | 7385 | 6277.25
PDRPPNX10 | APC Xmerless PDU 208 V | 208 3 PH | 120 ,208 3 PH | 3PH POWER DISTRIBUTION | Power Distribution | Configurable Power Distribution | 25235 | 21449.75
PDRPPNX10-M | APC Xmerless PDU w/ MBP 208 V | 208 3 PH | 208 3 PH | 3PH POWER DISTRIBUTION | Power Distribution | Configurable Power Distribution | 25115 | 21347.75
PDT1B-KIT | T1 Breaker Kit for unsupported breaker amperages with Current Transformer without Adaptors |  |  | 3PH POWER DISTRIBUTION | Power Distribution | Configurable Power Accessories | 166 | 141.1
PDW4L21-20XC | 4' CABLE EXTENDER 5-WIRE #10 AWG, UL WITH L21-20R/P | 208 3 PH | 120 ,208 3 PH | 3PH POWER DISTRIBUTION | Power Distribution | Configurable Power Accessories | 270 | 229.5
PDW6L21-20XC | 6' CABLE EXTENDER 5-WIRE #10 AWG, UL WITH L21-20R/P | 208 3 PH | 120 ,208 3 PH | 3PH POWER DISTRIBUTION | Power Distribution | Configurable Power Accessories | 301 | 255.85
PDW8L21-20XC | 8' CABLE EXTENDER 5-WIRE #10 AWG, UL WITH L21-20R/P | 208 3 PH | 120 ,208 3 PH | 3PH POWER DISTRIBUTION | Power Distribution | Configurable Power Accessories | 331 | 281.35
PDW10L21-20XC | 10' CABLE EXTENDER 5-WIRE #10 AWG, UL WITH L21-20R/P | 208 3 PH | 120 ,208 3 PH | 3PH POWER DISTRIBUTION | Power Distribution | Configurable Power Accessories | 345 | 293.25
PDW12L21-20XC | 12' CABLE EXTENDER 5-WIRE #10 AWG, UL WITH L21-20R/P | 208 3 PH | 120 ,208 3 PH | 3PH POWER DISTRIBUTION | Power Distribution | Configurable Power Accessories | 371 | 315.35
PDW13L6-30C | 3WIRE WHIP W/L6-30 13 FT |  |  | 3PH POWER DISTRIBUTION | Power Distribution | Configurable Power Accessories | 216 | 183.6
PDW14L21-20XC | 14' CABLE EXTENDER 5-WIRE #10 AWG, UL WITH L21-20R/P | 208 3 PH | 120 ,208 3 PH | 3PH POWER DISTRIBUTION | Power Distribution | Configurable Power Accessories | 400 | 340
PDW16L21-20XC | 16' CABLE EXTENDER 5-WIRE #10 AWG, UL WITH L21-20R/P | 208 3 PH | 120 ,208 3 PH | 3PH POWER DISTRIBUTION | Power Distribution | Configurable Power Accessories | 423 | 359.55
PDW18L21-20XC | 18' CABLE EXTENDER 5-WIRE #10 AWG, UL WITH L21-20R/P | 208 3 PH | 120 ,208 3 PH | 3PH POWER DISTRIBUTION | Power Distribution | Configurable Power Accessories | 452 | 384.2
PDX316IEC-120 | APC Modular IT Power Distribution Cable Extender 3 Wire 16A IEC309 120cm | 230 | 230 | 3PH POWER DISTRIBUTION | Power Distribution | Modular Power Accessories | 363 | 308.55
PDX316IEC-240 | APC Modular IT Power Distribution Cable Extender 3 Wire 16A IEC309 240cm | 230 | 230 | 3PH POWER DISTRIBUTION | Power Distribution | Modular Power Accessories | 510 | 433.5
PDX316IEC-480 | APC Modular IT Power Distribution Cable Extender 3 Wire 16A IEC309 480cm | 230 | 230 | 3PH POWER DISTRIBUTION | Power Distribution | Modular Power Accessories | 468 | 397.8
PDX316IEC-600 | APC Modular IT Power Distribution Cable Extender 3 Wire 16A IEC309 600cm | 230 | 230 | 3PH POWER DISTRIBUTION | Power Distribution | Modular Power Accessories | 382 | 324.7
PDX316IEC-720 | APC Modular IT Power Distribution Cable Extender 3 Wire 16A IEC309 720cm | 230 | 230 | 3PH POWER DISTRIBUTION | Power Distribution | Modular Power Accessories | 401 | 340.85
PDX316IEC-840 | APC Modular IT Power Distribution Cable Extender 3 Wire 16A IEC309 840cm | 230 | 230 | 3PH POWER DISTRIBUTION | Power Distribution | Modular Power Accessories | 265 | 225.25
PDX316IEC-960 | APC Modular IT Power Distribution Cable Extender 3 Wire 16A IEC309 960cm | 230 | 230 | 3PH POWER DISTRIBUTION | Power Distribution | Modular Power Accessories | 413 | 351.05
PDX316IEC-1080 | APC Modular IT Power Distribution Cable Extender 3 Wire 16A IEC309 1080cm | 230 | 230 | 3PH POWER DISTRIBUTION | Power Distribution | Modular Power Accessories | 438 | 372.3
PDX332IEC-120 | APC Modular IT Power Distribution Cable Extender 3 Wire 32A IEC309 120cm | 230 | 230 | 3PH POWER DISTRIBUTION | Power Distribution | Modular Power Accessories | 481 | 408.85
PDX332IEC-240 | APC Modular IT Power Distribution Cable Extender 3 Wire 32A IEC309 240cm | 230 | 230 | 3PH POWER DISTRIBUTION | Power Distribution | Modular Power Accessories | 655 | 556.75
PDX332IEC-480 | APC Modular IT Power Distribution Cable Extender 3 Wire 32A IEC309 480cm | 230 | 230 | 3PH POWER DISTRIBUTION | Power Distribution | Modular Power Accessories | 609 | 517.65
PDX332IEC-600 | APC Modular IT Power Distribution Cable Extender 3 Wire 32A IEC309 600cm | 230 | 230 | 3PH POWER DISTRIBUTION | Power Distribution | Modular Power Accessories | 524 | 445.4
PDX332IEC-720 | APC Modular IT Power Distribution Cable Extender 3 Wire 32A IEC309 720cm | 230 | 230 | 3PH POWER DISTRIBUTION | Power Distribution | Modular Power Accessories | 543 | 461.55
PDX332IEC-840 | APC Modular IT Power Distribution Cable Extender 3 Wire 32A IEC309 840cm | 230 | 230 | 3PH POWER DISTRIBUTION | Power Distribution | Modular Power Accessories | 554 | 470.9
PDX332IEC-960 | APC Modular IT Power Distribution Cable Extender 3 Wire 32A IEC309 960cm | 230 | 230 | 3PH POWER DISTRIBUTION | Power Distribution | Modular Power Accessories | 714 | 606.9
PDX332IEC-1200 | APC Modular IT Power Distribution Cable Extender 3 Wire 32A IEC309 1200cm | 230 | 230 | 3PH POWER DISTRIBUTION | Power Distribution | Modular Power Accessories | 770 | 654.5
PDX516IEC-300 | APC Modular IT Power Distribution Cable Extender 5 Wire 16A IEC309 300cm | 400 3 PH | 400 3 PH | 3PH POWER DISTRIBUTION | Power Distribution | Modular Power Accessories | 549 | 466.65
PDX516IEC-600 | APC Modular IT Power Distribution Cable Extender 5 Wire 16A IEC309 600cm | 400 3 PH | 400 3 PH | 3PH POWER DISTRIBUTION | Power Distribution | Modular Power Accessories | 721 | 612.85
PDX532IEC-300 | APC Modular IT Power Distribution Cable Extender 5 Wire 32A IEC309 300cm | 400 3 PH | 400 3 PH | 3PH POWER DISTRIBUTION | Power Distribution | Modular Power Accessories | 641 | 544.85
PSX-PDU120V | 120 V TYPE PDU | 208 3 PH,480 3 PH,600 3 PH | 120 ,208 3 PH | 3PH POWER DISTRIBUTION | Power Distribution | Configurable Power Distribution | Call for Quote | Call for Quote
PSX-PDU230V | 230 V TYPE PDU | 400 3 PH | 230 ,400 3 PH | 3PH POWER DISTRIBUTION | Power Distribution | Configurable Power Distribution | Call for Quote | Call for Quote
PSX-RDP120V | 120 V TYPE RDP | 208 3 PH | 120 ,208 3 PH | 3PH POWER DISTRIBUTION | Power Distribution | Configurable Power Distribution | Call for Quote | Call for Quote
PSX-RDP230V | 230 V TYPE RDP | 230 ,400 3 PH | 230 ,400 3 PH | 3PH POWER DISTRIBUTION | Power Distribution | Configurable Power Distribution | Call for Quote | Call for Quote
QBWP | Custom Busway Plug-In-Units |  |  | 3PH POWER DISTRIBUTION | Power Distribution | iBusway for Data Center | Call for Quote | Call for Quote
QBWS | Custom Busway straight, Feed Unit and Busway accessories |  |  | 3PH POWER DISTRIBUTION | Power Distribution | iBusway for Data Center | Call for Quote | Call for Quote
QGBUS | Custom Galaxy Busway and associated parts |  |  | 3PH POWER DISTRIBUTION | Power Distribution | iBusway for Data Center | Call for Quote | Call for Quote
QSPSTS | Static Transfer Switch, associated parts OEM from Smith Power(PDI) |  |  | CRITICAL POWER COMPNTS | Power Distribution | Static Transfer Switches | Call for Quote | Call for Quote
STS30 | MGE Upsilon STS 30A | 400 3 PH | 400 3 PH | CRITICAL POWER COMPNTS | Power Distribution | Static Transfer Switches | Call for Quote | Call for Quote
STS60 | MGE Upsilon STS 60A | 400 3 PH | 400 3 PH | CRITICAL POWER COMPNTS | Power Distribution | Static Transfer Switches | Call for Quote | Call for Quote
STS100 | MGE Upsilon STS 100A | 400 3 PH | 400 3 PH | CRITICAL POWER COMPNTS | Power Distribution | Static Transfer Switches | Call for Quote | Call for Quote
STS160 | MGE Upsilon STS 160A | 400 3 PH | 400 3 PH | CRITICAL POWER COMPNTS | Power Distribution | Static Transfer Switches | Call for Quote | Call for Quote
STS250 | MGE Upsilon STS 250A | 400 3 PH | 400 3 PH | CRITICAL POWER COMPNTS | Power Distribution | Static Transfer Switches | Call for Quote | Call for Quote
STS400 | MGE Upsilon STS 400A | 400 3 PH | 400 3 PH | CRITICAL POWER COMPNTS | Power Distribution | Static Transfer Switches | Call for Quote | Call for Quote
STS630 | MGE upsilon STS 630A | 400 3 PH | 400 3 PH | CRITICAL POWER COMPNTS | Power Distribution | Static Transfer Switches | Call for Quote | Call for Quote
STSAUX | MGE Upsilon STS Auxiliaries |  |  | CRITICAL POWER COMPNTS | Power Distribution | Static Transfer Switches | Call for Quote | Call for Quote
STSPM60 | POWER MODULE UPSILON STS 60AMPS |  |  | CRITICAL POWER COMPNTS | Power Distribution | Static Transfer Switches | Call for Quote | Call for Quote
STSPM100 | POWER MODULE UPSILON STS 100AMPS |  |  | CRITICAL POWER COMPNTS | Power Distribution | Static Transfer Switches | Call for Quote | Call for Quote
STSPM630 | POWER MODULE UPSILON STS 630AMPS |  |  | CRITICAL POWER COMPNTS | Power Distribution | Static Transfer Switches | Call for Quote | Call for Quote
USTSQ | Adapted Static Transfer Switch, And Associated Parts Used With Critical Power Components |  |  | CRITICAL POWER COMPNTS | Power Distribution | Static Transfer Switches | Call for Quote | Call for Quote
WSTS30-100A3P-SPL2 | MGE STS Upsilon 30/60/100A 3 Pole Support Set - Spare Part Kit Level 2 |  |  | RISK KITS | Power Distribution | Static Transfer Switches | 36055 | 30646.75
WSTS30-100A3P-SPL3 | MGE STS Upsilon 30/60/100A 3 Pole Complete Set - Spare Part Kit Level 3 |  |  | RISK KITS | Power Distribution | Static Transfer Switches | 54210 | 46078.5
WSTS30-100A4P-SPL2 | MGE STS Upsilon 30/40/100A 4 Pole Support Set - Spare Part Kit Level 2 |  |  | RISK KITS | Power Distribution | Static Transfer Switches | 37170 | 31594.5
WSTS30-100A4P-SPL3 | MGE STS Upsilon 30/40/100A 4 Pole Complete Set - Spare Part Kit Level 3 |  |  | RISK KITS | Power Distribution | Static Transfer Switches | 56415 | 47952.75
WSTS30-250A-SPL1 | MGE STS Upsilon 30-250A 3/4 Poles Emergency Set - Spare Part Kit Level 1 |  |  | RISK KITS | Power Distribution | Static Transfer Switches | 19815 | 16842.75
WSTS250A3P-SPL2 | MGE STS Upsilon 160/250A 3 Pole Support Set - Spare Part Kit Level 2 |  |  | RISK KITS | Power Distribution | Static Transfer Switches | 37945 | 32253.25
WSTS250A3P-SPL3 | MGE STS Upsilon 160/250A 3 Pole Complete Set - Spare Part Kit Level 3 |  |  | RISK KITS | Power Distribution | Static Transfer Switches | 57795 | 49125.75
WSTS250A4P-SPL2 | MGE STS Upsilon 160/250A 4 Pole Support Set - Spare Part Kit Level 2 |  |  | RISK KITS | Power Distribution | Static Transfer Switches | 34145 | 29023.25
WSTS250A4P-SPL3 | MGE STS Upsilon 160/250A 4 Pole Complete Set - Spare Part Kit Level 3 |  |  | RISK KITS | Power Distribution | Static Transfer Switches | 60000 | 51000
WSTS400-630A-SPL1 | MGE STS Upsilon 400-630A 3/4 Poles Emergency Set - Spare Part Kit Level 1 |  |  | RISK KITS | Power Distribution | Static Transfer Switches | 19990 | 16991.5
WSTS400-630A-SPL2 | MGE STS Upsilon 400-630A 3/4 Poles Support Set - Spare Part Kit Level 2 |  |  | RISK KITS | Power Distribution | Static Transfer Switches | 46775 | 39758.75
WSTS400-630A-SPL3 | MGE STS Upsilon 400-630A 3/4 Poles Complete Set - Spare Part Kit Level 3 |  |  | RISK KITS | Power Distribution | Static Transfer Switches | 95155 | 80881.75
WSTS400A-OPT1-SPL3 | MGE STS 400A-600A 208V W TVSS Complete Set - Spare Part Kit Level 3 |  |  | RISK KITS | Power Distribution | Static Transfer Switches | 49545 | 42113.25
WSTS400A-OPT2-SPL3 | MGE STS 400A-600A 480V W TVSS Complete Set - Spare Part Kit Level 3 |  |  | RISK KITS | Power Distribution | Static Transfer Switches | 46045 | 39138.25
WSTS400A-OPT3-SPL3 | MGE STS 400A-600A 600V W TVSS Complete Set - Spare Part Kit Level 3 |  |  | RISK KITS | Power Distribution | Static Transfer Switches | 44925 | 38186.25
AP9370-10 | APC NetBotz HID Proximity Cards - 10 Pack |  |  | NETBOTZ SW ACCESSORIES | Security and Environmental Monitoring | NetBotz Access Control | 157 | 133.45
NBHN125 | NetBotz 125 kHz Handle Kit |  |  | NETBOTZ SW ACCESSORIES | Security and Environmental Monitoring | NetBotz Access Control | 1340 | 1139
NBHN125S | NetBotz 125 kHz Single Handle Kit |  |  | NETBOTZ SW ACCESSORIES | Security and Environmental Monitoring | NetBotz Access Control | 675 | 573.75
NBHN1356 | NetBotz 13.56 MHz Handle Kit |  |  | NETBOTZ SW ACCESSORIES | Security and Environmental Monitoring | NetBotz Access Control | 1710 | 1453.5
NBHN1356S | NetBotz 13.56 MHz Single Handle Kit |  |  | NETBOTZ SW ACCESSORIES | Security and Environmental Monitoring | NetBotz Access Control | 855 | 726.75
NBRK0750 | NetBotz Rack Monitor 750 |  |  | NETBOTZ SOFTWARE | Security and Environmental Monitoring | NetBotz 750 | 3710 | 3153.5
NBWL0755 | NetBotz Room Monitor 755 |  |  | NETBOTZ SOFTWARE | Security and Environmental Monitoring | NetBotz 750 | 3390 | 2881.5
NBWL0756 | NetBotz Room Monitor 755 (with 120/240V PoE Injector) |  |  | NETBOTZ SOFTWARE | Security and Environmental Monitoring | NetBotz 750 | 3595 | 3055.75
AP9324 | APC Alarm Beacon |  |  | NETBOTZ SW ACCESSORIES | Security and Environmental Monitoring | NetBotz Sensors | 299 | 254.15
AP9335T | APC Temperature Sensor |  |  | NETBOTZ SW ACCESSORIES | Security and Environmental Monitoring | NetBotz Sensors | 137 | 116.45
AP9335TH | APC Temperature & Humidity Sensor |  |  | NETBOTZ SW ACCESSORIES | Security and Environmental Monitoring | NetBotz Sensors | 220 | 187
AP9520TH | APC Temperature & Humidity Sensor with Display |  |  | NETBOTZ SW ACCESSORIES | Security and Environmental Monitoring | NetBotz Sensors | 445 | 378.25
NBAC0301 | Surface Mounting Brackets for NetBotz Room Monitor Appliance or Camera Pod |  |  | NETBOTZ SW ACCESSORIES | Security and Environmental Monitoring | NetBotz Accessories and Cables | 171 | 145.35
NBAC0302 | Rack Mounting Bracket for NetBotz Camera Pod 160 |  |  | NETBOTZ SW ACCESSORIES | Security and Environmental Monitoring | NetBotz Accessories and Cables | 198 | 168.3
NBAC0303NA2 | APC POE Injector |  |  | NETBOTZ SW ACCESSORIES | Security and Environmental Monitoring | NetBotz Accessories and Cables | 204 | 173.4
NBES0301 | NetBotz Spot Fluid Sensor - 15ft. |  |  | NETBOTZ SW ACCESSORIES | Security and Environmental Monitoring | NetBotz Sensors | 197 | 167.45
NBES0302 | NetBotz Door Switch Sensor for Rooms or 3rd Party Racks - 50 ft. |  |  | NETBOTZ SW ACCESSORIES | Security and Environmental Monitoring | NetBotz Sensors | 137 | 116.45
NBES0303 | NetBotz Door Switch Sensors (2) for an APC Rack - 12 ft. |  |  | NETBOTZ SW ACCESSORIES | Security and Environmental Monitoring | NetBotz Sensors | 175 | 148.75
NBES0303S | NetBotz 1 Door Switch Sensor for an APC Rack - 12 ft. |  |  | NETBOTZ SW ACCESSORIES | Security and Environmental Monitoring | NetBotz Sensors | 90 | 76.5
NBES0304 | NetBotz Dry Contact Cable - 15 ft. |  |  | NETBOTZ SW ACCESSORIES | Security and Environmental Monitoring | NetBotz Sensors | 65 | 55.25
NBES0305 | NetBotz 0-5V Cable - 15 ft. |  |  | NETBOTZ SW ACCESSORIES | Security and Environmental Monitoring | NetBotz Sensors | 105 | 89.25
NBES0306 | NetBotz Vibration Sensor - 12 ft. |  |  | NETBOTZ SW ACCESSORIES | Security and Environmental Monitoring | NetBotz Sensors | 177 | 150.45
NBES0307 | NetBotz Smoke Sensor - 10 ft. |  |  | NETBOTZ SW ACCESSORIES | Security and Environmental Monitoring | NetBotz Sensors | 432 | 367.2
NBES0308 | NetBotz Leak Rope Sensor - 20 ft. |  |  | NETBOTZ SW ACCESSORIES | Security and Environmental Monitoring | NetBotz Sensors | 513 | 436.05
NBES0309 | NetBotz Leak Rope Extension - 20 ft. |  |  | NETBOTZ SW ACCESSORIES | Security and Environmental Monitoring | NetBotz Sensors | 405 | 344.25
NBPD0125 | NetBotz Rack Access Pod 175 (pod, 125 kHz handles, and door contacts for APC SX rack) |  |  | NETBOTZ SW ACCESSORIES | Security and Environmental Monitoring | NetBotz Rack Access | 1960 | 1666
NBPD0150 | NetBotz Rack Sensor Pod 150 |  |  | NETBOTZ SW ACCESSORIES | Security and Environmental Monitoring | NetBotz Sensors | 371 | 315.35
NBPD0155 | NetBotz Room Sensor Pod 155 |  |  | NETBOTZ SW ACCESSORIES | Security and Environmental Monitoring | NetBotz Sensors | 582 | 494.7
NBPD0165 | NetBotz Camera Pod 165 |  |  | NETBOTZ SW ACCESSORIES | Security and Environmental Monitoring | Security Cameras | 621 | 527.85
NBPD0175 | NetBotz Rack Access Pod 175 (pod only) |  |  | NETBOTZ SW ACCESSORIES | Security and Environmental Monitoring | NetBotz Rack Access | 931 | 791.35
NBWC100U | NetBotz Wireless USB Coordinator & Router |  |  | NETBOTZ SW ACCESSORIES | Security and Environmental Monitoring | NetBotz Sensors | 169 | 143.65
NBWN0006 | NetBotz Device Monitoring (Five Nodes) Pack |  |  | NETBOTZ SW ACCESSORIES | Security and Environmental Monitoring | Software for NetBotz Appliances | 497 | 422.45
NBWS100H | NetBotz Wireless Temperature & Humidity Sensor |  |  | NETBOTZ SW ACCESSORIES | Security and Environmental Monitoring | NetBotz Sensors | 244 | 207.4
NBWS100T | NetBotz Wireless Temperature Sensor |  |  | NETBOTZ SW ACCESSORIES | Security and Environmental Monitoring | NetBotz Sensors | 168 | 142.8
WADVPLUS-AX-36 | (1) Year Advantage Plus Service Plan for (1) In Row ACRH 301 series |  |  | SP COOL CLSSC CONTRACT | Assets & Systems Services | Advantage Service Plan for Cooling | 7900 | 6715
WADVPLUS-UF-28 | 1 Yr Advantage PLUS Plan for FWCV36L1 or FWCV40L1 |  |  | SP COOL CLSSC CONTRACT | Assets & Systems Services | Advantage Service Plan for Cooling | 11585 | 9847.25
WADVPLUS-UF-28A | 1 Yr Advantage PLUS Plan for FWCV36L2 or FWCV40L2 |  |  | SP COOL CLSSC CONTRACT | Assets & Systems Services | Advantage Service Plan for Cooling | 15655 | 13306.75
WADVPLUS-UF-55C | 1 Yr Adv Plus Plan for 1 Air cooled Chiller Model XRAC 5622A - 6422A |  |  | SP COOL CLSSC CONTRACT | Assets & Systems Services | Advantage Service Plan for Cooling | 16050 | 13642.5
WADVPLUS-UF-56C | 1 Yr Adv Plus Plan for 1 Air-Cool Free Cooling Chiller Model XRAF 5622A - 6422A |  |  | SP COOL CLSSC CONTRACT | Assets & Systems Services | Advantage Service Plan for Cooling | 17690 | 15036.5
WADVPRIME-AX-36 | (1) Year Advantage Prime Service Plan for (1) In Row ACRH 301 series |  |  | SP COOL CLSSC CONTRACT | Assets & Systems Services | Advantage Service Plan for Cooling | 11375 | 9668.75
WADVPRIME-UF-28 | 1 Yr Advantage PRIME Plan for FWCV36L1 or FWCV40L1 |  |  | SP COOL CLSSC CONTRACT | Assets & Systems Services | Advantage Service Plan for Cooling | 15480 | 13158
WADVPRIME-UF-28A | 1 Yr Advantage PRIME Plan for FWCV36L2 or FWCV40L2 |  |  | SP COOL CLSSC CONTRACT | Assets & Systems Services | Advantage Service Plan for Cooling | 18450 | 15682.5
WADVPRIME-UF-55C | 1 Yr Adv Prime Plan for 1 Air cooled Chiller Model XRAC 5622A - 6422A |  |  | SP COOL CLSSC CONTRACT | Assets & Systems Services | Advantage Service Plan for Cooling | 21320 | 18122
WADVPRIME-UF-56C | 1 Yr Adv Prime Plan for 1 Air-Cool Free Cooling Chiller Model XRAF 5622A - 6422A |  |  | SP COOL CLSSC CONTRACT | Assets & Systems Services | Advantage Service Plan for Cooling | 23505 | 19979.25
WADVPRO-UF-28 | 1 Yr Advantage PRO Plan FWCV36L1 or FWCV40L1 |  |  | SP COOL CLSSC CONTRACT | Assets & Systems Services | Advantage Service Plan for Cooling | 8805 | 7484.25
WADVPRO-UF-28A | 1 Yr Advantage PRO Plan FWCV36L2 or FWCV40L2 |  |  | SP COOL CLSSC CONTRACT | Assets & Systems Services | Advantage Service Plan for Cooling | 11900 | 10115
WADVPRO-UF-75C | (1) Yr Advantage PRO Plan with (1) PM for 1 Chiller w-freecooling Model BCEF 1103A |  |  | SP COOL CLSSC CONTRACT | Assets & Systems Services | Advantage Service Plan for Cooling | 27810 | 23638.5
WADVULTRA-AX-36 | (1) Year Advantage Ultra Service Plan for (1) In Row ACRH 301 series |  |  | SP COOL CLSSC CONTRACT | Assets & Systems Services | Advantage Service Plan for Cooling | 11755 | 9991.75
WADVULTRA-UF-28 | 1 Yr Advantage ULTRA Plan for FWCV36L1 or FWCV40L1 |  |  | SP COOL CLSSC CONTRACT | Assets & Systems Services | Advantage Service Plan for Cooling | 17805 | 15134.25
WADVULTRA-UF-28A | 1 Yr Advantage ULTRA Plan for FWCV36L2 or FWCV40L2 |  |  | SP COOL CLSSC CONTRACT | Assets & Systems Services | Advantage Service Plan for Cooling | 22140 | 18819
WADVULTRA-UF-55C | 1 Yr Adv Ultra Plan for 1 Air cooled Chiller Model XRAC 5622A - 6422A |  |  | SP COOL CLSSC CONTRACT | Assets & Systems Services | Advantage Service Plan for Cooling | 46810 | 39788.5
WADVULTRA-UF-56C | 1 Yr Adv Ultra Plan for 1 Air-Cool Free Cooling Chiller Model XRAF 5622A - 6422A |  |  | SP COOL CLSSC CONTRACT | Assets & Systems Services | Advantage Service Plan for Cooling | 56520 | 48042
WCOOLUP-AX-36 | 2 Year Cool Upgrade for (1) In Row ACRH 301 series |  |  | SP COOL CLSSC CONTRACT | Assets & Systems Services | Advantage Service Plan for Cooling | 10160 | 8636
WCOOLUP-UF-21 | 2 Year Cool Upgrade forCW LE Model 0600 thru 1400 |  |  | SP COOL CLSSC CONTRACT | Assets & Systems Services | Advantage Service Plan for Cooling | 6940 | 5899
WCOOLUP-UF-22 | 2 Year Cool Upgrade for CW LE Model 1700 thru 2900 |  |  | SP COOL CLSSC CONTRACT | Assets & Systems Services | Advantage Service Plan for Cooling | 7215 | 6132.75
WCOOLUP-UF-23 | 2 Year Cool Upgrade for1 CW LE Model 3400 thru 4600 |  |  | SP COOL CLSSC CONTRACT | Assets & Systems Services | Advantage Service Plan for Cooling | 7620 | 6477
WCOOLUP-UF-24 | 2 Year Cool Upgrade for 1 CW LE Model 4800 thru 5300 |  |  | SP COOL CLSSC CONTRACT | Assets & Systems Services | Advantage Service Plan for Cooling | 8235 | 6999.75
WCOOLUP-UF-31 | 2 Year Cool Upgrade for1 DX LE Model 0511 thru 0611 |  |  | SP COOL CLSSC CONTRACT | Assets & Systems Services | Advantage Service Plan for Cooling | 8410 | 7148.5
WCOOLUP-UF-32 | 2 Year Cool Upgrade for1 DX LE Model 0721 thru 0921 |  |  | SP COOL CLSSC CONTRACT | Assets & Systems Services | Advantage Service Plan for Cooling | 8720 | 7412
WCOOLUP-UF-33 | 2 Year Cool Upgrade for1 DX LE Model 1422 thru 1822 |  |  | SP COOL CLSSC CONTRACT | Assets & Systems Services | Advantage Service Plan for Cooling | 9155 | 7781.75
WCOOLUP-UF-34 | 2 Year Cool Upgrade for1 DX LE Max Model 2222 thru 3342 |  |  | SP COOL CLSSC CONTRACT | Assets & Systems Services | Advantage Service Plan for Cooling | 9395 | 7985.75
WCOOLUP-UF-45 | 2 Year Cool Upgrade for 1 DX Unisplit Ceiling or Wall Mount Unit - Model 0341 |  |  | SP COOL CLSSC CONTRACT | Assets & Systems Services | Advantage Service Plan for Cooling | 8290 | 7046.5
WCOOLUP-UF-47 | 2 Year Cool Upgrade for 1 DX Unisplit Ceiling or Wall Mount Unit - Model 0481 |  |  | SP COOL CLSSC CONTRACT | Assets & Systems Services | Advantage Service Plan for Cooling | 9160 | 7786
WOE1YR-UF-55C | 1 Yr On Site Warr Ext for 1 Air cooled Chiller Model XRAC 5622A - 6422A |  |  | SP COOL CLSSC CONTRACT | Assets & Systems Services | Advantage Service Plan for Cooling | 34210 | 29078.5
WOE1YR-UF-56C | 1 Yr On Site Warr Ext for 1 Air-Cool Free Cooling Chiller Model XRAF 5622A - 6422A |  |  | SP COOL CLSSC CONTRACT | Assets & Systems Services | Advantage Service Plan for Cooling | 35570 | 30234.5
WOE2YR-AX-36 | 2 Year On-Site Warranty Extension for (1) In Row ACRH 301 series |  |  | SP COOL CLSSC CONTRACT | Assets & Systems Services | Advantage Service Plan for Cooling | 14705 | 12499.25
WOE2YR-UF-55C | 2 Yr On Site Warr Ext for 1 Air cooled Chiller Model XRAC 5622A - 6422A |  |  | SP COOL CLSSC CONTRACT | Assets & Systems Services | Advantage Service Plan for Cooling | 66620 | 56627
WOE2YR-UF-56C | 2 Yr On Site Warr Ext for 1 Air-Cool Free Cooling Chiller Model XRAF 5622A - 6422A |  |  | SP COOL CLSSC CONTRACT | Assets & Systems Services | Advantage Service Plan for Cooling | 66160 | 56236
CLSERVICE | Service for Cooling Optimize Installation and Preconfiguration |  |  | SOFTWARE DEPLOYMENT | Data Center Infrastructure Management (DCIM) Software | EcoStruxureâ„¢ IT Software Installation and Configuratio | 4535 | 3854.75
SAOPT247G | 24x7 Service Agreement Adder |  |  | DP SERVICES - DPIBS - EMDESER | Data Center Infrastructure Management (DCIM) Software | EcoStruxureâ„¢ IT Software Customization | 5285 | 4492.25
SWEL250-DIGI | EcoStruxure IT eLearning 250 Credits |  |  | SOFTWARE DEPLOYMENT | Data Center Infrastructure Management (DCIM) Software | EcoStruxureâ„¢ IT Software Education | 540 | 459
SWEL1000-DIGI | EcoStruxure IT eLearning 1000 Credits |  |  | SOFTWARE DEPLOYMENT | Data Center Infrastructure Management (DCIM) Software | EcoStruxureâ„¢ IT Software Education | 1800 | 1530
WCONFIG1NB-NB-10 | Netbotz Configuration Service in ISX Designer 1 |  |  | SOFTWARE DEPLOYMENT | Data Center Infrastructure Management (DCIM) Software | EcoStruxureâ„¢ IT Software Installation and Configuratio | 6320 | 5372
WCONFIG2NB-NB-10 | Netbotz Configuration Service in ISX Designer 2 |  |  | SOFTWARE DEPLOYMENT | Data Center Infrastructure Management (DCIM) Software | EcoStruxureâ„¢ IT Software Installation and Configuratio | 3660 | 3111
WNSC5RACK | StruxureWare 5 Rack Installation Service |  |  | SOFTWARE DEPLOYMENT | Data Center Infrastructure Management (DCIM) Software | EcoStruxureâ„¢ IT Software Installation and Configuratio | 8315 | 7067.75
WNSC04 | EcoStruxure IT Expert Remote Configuration Service |  |  | SOFTWARE DEPLOYMENT | Data Center Infrastructure Management (DCIM) Software | EcoStruxureâ„¢ IT Software Customization | 4455 | 3786.75
WNSC05 | EcoStruxure IT Expert OnSite Configuration Service |  |  | SOFTWARE DEPLOYMENT | Data Center Infrastructure Management (DCIM) Software | EcoStruxureâ„¢ IT Software Customization | 8015 | 6812.75
WNSC06 | Data Center Expert Base Remote Configuration Service |  |  | SOFTWARE DEPLOYMENT | Data Center Infrastructure Management (DCIM) Software | EcoStruxureâ„¢ IT Software Customization | 6075 | 5163.75
WNSC07 | Data Center Expert Base Onsite Configuration Service |  |  | SOFTWARE DEPLOYMENT | Data Center Infrastructure Management (DCIM) Software | EcoStruxureâ„¢ IT Software Customization | 9945 | 8453.25
WNSC08 | IT Advisor Base Remote Software Installation Service |  |  | SOFTWARE DEPLOYMENT | Data Center Infrastructure Management (DCIM) Software | EcoStruxureâ„¢ IT Software Customization | 6075 | 5163.75
WNSC09 | IT Advisor Base Onsite Software Installation Service |  |  | SOFTWARE DEPLOYMENT | Data Center Infrastructure Management (DCIM) Software | EcoStruxureâ„¢ IT Software Customization | 9945 | 8453.25
WNSC10 | Remote Daily-Rate Services |  |  | SOFTWARE DEPLOYMENT | Data Center Infrastructure Management (DCIM) Software | EcoStruxureâ„¢ IT Software Customization | 4455 | 3786.75
WNSC11 | Onsite Daily-Rate Services |  |  | SOFTWARE DEPLOYMENT | Data Center Infrastructure Management (DCIM) Software | EcoStruxureâ„¢ IT Software Customization | 5705 | 4849.25
WNSC12 | Remote System Training |  |  | SOFTWARE DEPLOYMENT | Data Center Infrastructure Management (DCIM) Software | EcoStruxureâ„¢ IT Software Customization | 4975 | 4228.75
WNSC13 | Onsite System Training |  |  | SOFTWARE DEPLOYMENT | Data Center Infrastructure Management (DCIM) Software | EcoStruxureâ„¢ IT Software Customization | 6310 | 5363.5
WNSC14 | EcoStruxure Optimization Services |  |  | SOFTWARE DEPLOYMENT | Data Center Infrastructure Management (DCIM) Software | EcoStruxureâ„¢ IT Software Customization | 2915 | 2477.75
WNSC15 | Netbotz Onsite Configuration Service |  |  | SOFTWARE DEPLOYMENT | Data Center Infrastructure Management (DCIM) Software | EcoStruxureâ„¢ IT Software Customization | 9235 | 7849.75
WNSC16 | Netbotz Remote Configuration Service |  |  | SOFTWARE DEPLOYMENT | Data Center Infrastructure Management (DCIM) Software | EcoStruxureâ„¢ IT Software Customization | 4975 | 4228.75
WNSC0104 | Data Center Post Configuration Review |  |  | SOFTWARE DEPLOYMENT | Data Center Infrastructure Management (DCIM) Software | EcoStruxureâ„¢ IT Software Education | Call for Quote | Call for Quote
WNSC0105 | Data Center Follow On Preparation Service |  |  | SOFTWARE DEPLOYMENT | Data Center Infrastructure Management (DCIM) Software | EcoStruxureâ„¢ IT Software Installation and Configuratio | 999 | 849.15
WNSC0112 | IT 5 Rack Management Solution |  |  | SOFTWARE DEPLOYMENT | Data Center Infrastructure Management (DCIM) Software | EcoStruxureâ„¢ IT Software Installation and Configuratio | 7970 | 6774.5
WNSC0113 | IT 5 Rack Virtual Management Solution |  |  | SOFTWARE DEPLOYMENT | Data Center Infrastructure Management (DCIM) Software | EcoStruxureâ„¢ IT Software Installation and Configuratio | 13485 | 11462.25
WNSC010101 | Data Center Management Software Configuration Base Service |  |  | SOFTWARE DEPLOYMENT | Data Center Infrastructure Management (DCIM) Software | EcoStruxureâ„¢ IT Software Installation and Configuratio | 2660 | 2261
WNSC010102 | Data Center Expert Basic Administration |  |  | SOFTWARE DEPLOYMENT | Data Center Infrastructure Management (DCIM) Software | EcoStruxureâ„¢ IT Software Installation and Configuratio | 1140 | 969
WNSC010103 | Data Center Expert Advanced Administration |  |  | SOFTWARE DEPLOYMENT | Data Center Infrastructure Management (DCIM) Software | EcoStruxureâ„¢ IT Software Installation and Configuratio | 760 | 646
WNSC010209 | Data Center Mobile Installation |  |  | SOFTWARE DEPLOYMENT | Data Center Infrastructure Management (DCIM) Software | EcoStruxureâ„¢ IT Software Installation and Configuratio | 190 | 161.5
WNSC010210 | IT Advisor Labeling Service |  |  | SOFTWARE DEPLOYMENT | Data Center Infrastructure Management (DCIM) Software | EcoStruxureâ„¢ IT Software Installation and Configuratio | 6.4 | 5.44
WNSC010212 | IT Advisor Installation |  |  | SOFTWARE DEPLOYMENT | Data Center Infrastructure Management (DCIM) Software | EcoStruxureâ„¢ IT Software Installation and Configuratio | 759 | 645.15
WNSC010213 | IT Advisor Additional Module Installation |  |  | SOFTWARE DEPLOYMENT | Data Center Infrastructure Management (DCIM) Software | EcoStruxureâ„¢ IT Software Installation and Configuratio | 759 | 645.15
WNSC010401 | Data Center Expert Post Configuration Review |  |  | SOFTWARE DEPLOYMENT | Data Center Infrastructure Management (DCIM) Software | EcoStruxureâ„¢ IT Software Education | 3420 | 2907
WNSC010402 | IT Advisor Capacity Post Configuration Review |  |  | SOFTWARE DEPLOYMENT | Data Center Infrastructure Management (DCIM) Software | EcoStruxureâ„¢ IT Software Education | 3420 | 2907
WNSC010403 | IT Advisor Post Configuration Review |  |  | SOFTWARE DEPLOYMENT | Data Center Infrastructure Management (DCIM) Software | EcoStruxureâ„¢ IT Software Education | 3420 | 2907
WNSC010404 | IT Advisor Change Post Configuration Review |  |  | SOFTWARE DEPLOYMENT | Data Center Infrastructure Management (DCIM) Software | EcoStruxureâ„¢ IT Software Education | 3420 | 2907
WNSC010405 | Netbotz Post Configuration Review |  |  | SOFTWARE DEPLOYMENT | Data Center Infrastructure Management (DCIM) Software | EcoStruxureâ„¢ IT Software Education | 3420 | 2907
WNSCCAPADM | Data Center Capacity Administrator Training |  |  | SOFTWARE DEPLOYMENT | Data Center Infrastructure Management (DCIM) Software | EcoStruxureâ„¢ IT Software Education | 6320 | 5372
WNSCISXCADM | Data Center Expert Administrator Training |  |  | SOFTWARE DEPLOYMENT | Data Center Infrastructure Management (DCIM) Software | EcoStruxureâ„¢ IT Software Education | 6320 | 5372
WNSCISXOADM | IT Advisor Administrator Training |  |  | SOFTWARE DEPLOYMENT | Data Center Infrastructure Management (DCIM) Software | EcoStruxureâ„¢ IT Software Education | 6320 | 5372
WNSWCLOP | Cooling Optimize Configuration Service |  |  | SOFTWARE DEPLOYMENT | Data Center Infrastructure Management (DCIM) Software | EcoStruxureâ„¢ IT Software Installation and Configuratio | 4535 | 3854.75
WNSWDCIMCUSTOM | DCIM Installation and Configuration Service |  |  | SOFTWARE DEPLOYMENT | Data Center Infrastructure Management (DCIM) Software | EcoStruxureâ„¢ IT Software Customization | 2630 | 2235.5
WNSWDCIMCUSTOMH | EcoStruxure Custom Services |  |  | SOFTWARE DEPLOYMENT | Data Center Infrastructure Management (DCIM) Software | EcoStruxureâ„¢ IT Software Customization | 900 | 765
WNSWSERVICE | DCIM Custom Services |  |  | SOFTWARE DEPLOYMENT | Data Center Infrastructure Management (DCIM) Software | EcoStruxureâ„¢ IT Software Customization | 1800 | 1530
BVS240XDPDR | Din Rail Mount Switch Power Supply Battery Back Up 24V DC 10 A | 24 DC | 24 DC | MEDIUM SPEC PRODUCTS | Uninterruptible Power Supply (UPS) | Industrial UPS | 189 | 160.65
BVS480XDPDR | Din Rail Mount Switch Power Supply Battery Back Up 24V DC 20 A | 24 DC | 24 DC | MEDIUM SPEC PRODUCTS | Uninterruptible Power Supply (UPS) | Industrial UPS | 225 | 191.25
SMT700X167 | APC Smart-UPS 700VA w/Auto Sense Input Voltage 120V/230V In 120V Out | 120 | 120 | OEM & SPECIAL PRODUCTS | Uninterruptible Power Supply (UPS) | Multistandard offers | 1845 | 1568.25
SMT1500CX413 | APC Smart-UPS 1500VA LCD 120V Audible Alarm Disabled | 120 | 120 | SMART-UPS ON-LINE | Uninterruptible Power Supply (UPS) | Special Configurations | 1295 | 1100.75
SMT1500R2X122 | APC Smart-UPS 1500VA LCD RM 2U 120V with L5-15P | 120 | 120 | OEM & SPECIAL PRODUCTS | Uninterruptible Power Supply (UPS) | Special Configurations | 1415 | 1202.75
SMT2200R2X106 | APC Smart-UPS 2200VA LCD RM 2U 120V with L5-20P | 120 | 120 | OEM & SPECIAL PRODUCTS | Uninterruptible Power Supply (UPS) | Special Configurations | 2115 | 1797.75
SMT2200R2X167 | APC Smart-UPS 2200VA RM2U w/Auto Sense Input Voltage 120V/230V In 120V Out | 120 | 120 | OEM & SPECIAL PRODUCTS | Uninterruptible Power Supply (UPS) | Multistandard offers | 4035 | 3429.75
SMT3000R2X145 | APC Smart UPS 3000VA LCD RM 2U 120V with 12FT CORD | 120 | 120 | OEM & SPECIAL PRODUCTS | Uninterruptible Power Supply (UPS) | Special Configurations | 2605 | 2214.25
SRT5KRMXLIM | APC Smart-UPS SRT 5000VA RM 230V Marine | 230 | 230 | OEM & SPECIAL PRODUCTS | Uninterruptible Power Supply (UPS) | Marine | 8565 | 7280.25
SRT6KRMXLIM | APC Smart-UPS SRT 6000VA RM 230V Marine | 230 | 230 | OEM & SPECIAL PRODUCTS | Uninterruptible Power Supply (UPS) | Marine | 9595 | 8155.75
SRT6M | APC 5kVA and 6kVA Marine Filter | 200 ,208 ,220 ,230 ,240 | 200 ,208 ,220 ,230 ,240 | OEM & SPECIAL PRODUCTS | Uninterruptible Power Supply (UPS) | Marine | 1590 | 1351.5
SRT6RMM | APC 5kVA and 6kVA Marine Filter Rack-Mount | 200 ,208 ,220 ,230 ,240 | 200 ,208 ,220 ,230 ,240 | OEM & SPECIAL PRODUCTS | Uninterruptible Power Supply (UPS) | Marine | 1630 | 1385.5
SRT10IP23 | IP23 enclosure for 5/6/8/10kVA SRT UPS and XBP |  |  | OEM & SPECIAL PRODUCTS | Uninterruptible Power Supply (UPS) | Marine | 1365 | 1160.25
SRT10RMXLIX806 | APC Smart-UPS SRT 10000VA RM 230V, Custom PDU | 230 ,400 3 PH | 230 | OEM & SPECIAL PRODUCTS | Uninterruptible Power Supply (UPS) | Industrial UPS | 12415 | 10552.75
SRT192RMBPM | APC Smart-UPS SRT 192V 5kVA and 6kVA RM Battery Pack Marine |  |  | OEM & SPECIAL PRODUCTS | Uninterruptible Power Supply (UPS) | Marine | 2260 | 1921
SUA5KRMT5UX145 | APC Smart-UPS 5000VA 208V Rackmount/Tower, 12 foot power cord | 208 | 208 | OEM & SPECIAL PRODUCTS | Uninterruptible Power Supply (UPS) | Industrial UPS | 5925 | 5036.25
SUA500PDR | APC DIN Rail - Panel Mount UPS-without battery-500VA 120V | 120 | 120 | OEM & SPECIAL PRODUCTS | Uninterruptible Power Supply (UPS) | Industrial UPS | 651 | 553.35
SUA500PDR-H | APC DIN Rail - Panel Mount UPS with High Temp Battery 500VA 120V | 120 | 120 | OEM & SPECIAL PRODUCTS | Uninterruptible Power Supply (UPS) | Industrial UPS | 1305 | 1109.25
SUA500PDR-S | APC DIN Rail - Panel Mount UPS with Standard Battery 500VA 120V | 120 | 120 | OEM & SPECIAL PRODUCTS | Uninterruptible Power Supply (UPS) | Industrial UPS | 831 | 706.35
SUA500PDRI-H | APC DIN Rail - Panel Mount UPS with High Temp Battery 500VA 230V | 230 | 230 | OEM & SPECIAL PRODUCTS | Uninterruptible Power Supply (UPS) | Industrial UPS | 1305 | 1109.25
SUA500PDRI-S | APC DIN Rail - Panel Mount UPS with Standard Battery 500VA 230V | 230 | 230 | OEM & SPECIAL PRODUCTS | Uninterruptible Power Supply (UPS) | Industrial UPS | 831 | 706.35
SUA750IX38 | APC Smart UPS 750VA 230V USB with UL approval | 230 | 230 | OEM & SPECIAL PRODUCTS | Uninterruptible Power Supply (UPS) | Multistandard offers | 634 | 538.9
SURT023M | APC 3000VA Filter - MARINE | 208 ,220 ,230 ,240 | 200 ,208 ,220 ,230 ,240 | OEM & SPECIAL PRODUCTS | Uninterruptible Power Supply (UPS) | Marine | 648 | 550.8
SURT1000XLIM | APC Smart-UPS RT 1000VA 230V - Marine | 230 | 230 | OEM & SPECIAL PRODUCTS | Uninterruptible Power Supply (UPS) | Marine | 1945 | 1653.25
SURTD2200XLIM | APC Smart-UPS RT 2200VA 230V - Marine | 230 | 230 | OEM & SPECIAL PRODUCTS | Uninterruptible Power Supply (UPS) | Marine | 3410 | 2898.5
SURTD3000XLIM | APC Smart-UPS RT 3000VA 230V - Marine | 230 | 230 | OEM & SPECIAL PRODUCTS | Uninterruptible Power Supply (UPS) | Marine | 4950 | 4207.5
SYA8K8IX798 | APC Symmetra LX 8kVA Scalable to 8kVA N+1 Tower, 220-240V or 380-415V, web card shipped separately | 230 ,400 3 PH | 230 | SYMMETRA (1PHASE) | Uninterruptible Power Supply (UPS) | Industrial UPS | 19525 | 16596.25
SYA8K16IX798 | APC Symmetra LX 8kVA Scalable to 16kVA N+1 Tower, 220-240V or 480-415V, web card shipped separately | 230 ,400 3 PH | 230 | OEM & SPECIAL PRODUCTS | Uninterruptible Power Supply (UPS) | Industrial UPS | 13350 | 11347.5
SYA8K16IXRX798 | APC Symmetra LX 8kVA to 16kVA N+1 Ext. Run Tower, 220-240V or 380-415V, web card shipped separately | 230 ,400 3 PH | 230 | OEM & SPECIAL PRODUCTS | Uninterruptible Power Supply (UPS) | Industrial UPS | 22710 | 19303.5
SYA8K16JXRX798 | APC Symmetra LX 8kVA scalable to 16kVA N+1 Ext. Run Tower, 200V, web card shipped separately | 200 | 100 ,200 | OEM & SPECIAL PRODUCTS | Uninterruptible Power Supply (UPS) | Industrial UPS | 23765 | 20200.25
SYA8K16PX798 | APC Symmetra LX 8kVA Scalable to 16kVA N+1, Tower 208/240V, web card shipped separately | 208 | 120 ,208 | OEM & SPECIAL PRODUCTS | Uninterruptible Power Supply (UPS) | Industrial UPS | 14965 | 12720.25
SYA8K16PXRX798 | APC Symmetra LX 8kVA Scalable to 16kVA N+1 Ext. Run Tower, 208/240V, web card shipped separately | 208 | 120 ,208 | OEM & SPECIAL PRODUCTS | Uninterruptible Power Supply (UPS) | Industrial UPS | 23675 | 20123.75
XB005XPDR | Din Rail Mount Battery Pack 24VDC | 24 DC | 24 DC | MEDIUM SPEC PRODUCTS | Uninterruptible Power Supply (UPS) | Industrial UPS | 207 | 175.95
XHXXS7A4F | SmartUPS Industrial Battery Harness SBS75 Cabinet Accessory 4 ft |  |  | OEM & SPECIAL PRODUCTS | Uninterruptible Power Supply (UPS) | Industrial UPS | 476 | 404.6
XHXXS7A8F | SmartUPS Industrial Battery Harness SBS75 Cabinet Accessory 12 ft |  |  | OEM & SPECIAL PRODUCTS | Uninterruptible Power Supply (UPS) | Industrial UPS | 581 | 493.85
XU2K0LLXXRCC | APC SmartUPS Industrial 2000VA / 1800W, 120VAC In/Out RM Conformal Coated | 120 | 120 | OEM & SPECIAL PRODUCTS | Uninterruptible Power Supply (UPS) | Industrial UPS | 7240 | 6154
P6N | APC Essential SurgeArrest 6 Outlet with Ethernet Protection, 120V | 120 |  | PERSONAL SURGE | Surge Protection and Power Conditioning | SurgeArrest Essential | 27 | 22.95
PH12 | APC Home Office SurgeArrest 12 Outlets, | 120 |  | PERSONAL SURGE | Surge Protection and Power Conditioning | SurgeArrest Home/Office | 39 | 33.15
AP4421A | Rack ATS, 230V, 10A, C14 in, (12) C13 out | 230 AC 1 PH | 230 AC 1 PH | OPTIMUM RACK PDU | Power Distribution | Rack-mount Transfer Switches | 1860 | 1581
AP4422A | Rack ATS, 230V, 16A, (2) IEC 309 in, (1) IEC 309 out | 230 AC 1 PH | 230 AC 1 PH | OPTIMUM RACK PDU | Power Distribution | Rack-mount Transfer Switches | 1915 | 1627.75
AP4423A | Rack ATS, 230V, 16A, C20 in, (8) C13 (1) C19 out | 230 AC 1 PH | 230 AC 1 PH | OPTIMUM RACK PDU | Power Distribution | Rack-mount Transfer Switches | 1915 | 1627.75
AP4424A | Rack ATS, 230V, 32A, IEC 309 in, (16) C13 (2) C19 out | 230 AC 1 PH | 230 AC 1 PH | OPTIMUM RACK PDU | Power Distribution | Rack-mount Transfer Switches | 2435 | 2069.75
AP4430A | Rack ATS, 200-208V, 20A, L6-20 in, (8) C13 (1) C19 out | 200 AC 1 PH,208 | 200 AC 1 PH ,208 | OPTIMUM RACK PDU | Power Distribution | Rack-mount Transfer Switches | 1915 | 1627.75
AP4431A | Rack ATS, 208V, 30A, (2) L6-30P in, (1) L6-30R Out | 208 AC 1 PH | 208 AC 1 PH | OPTIMUM RACK PDU | Power Distribution | Rack-mount Transfer Switches | 2330 | 1980.5
AP4432A | Rack ATS, 200-208V, 30A, L6-30 in, (16) C13 (2) C19 out | 200 AC 1 PH,208 | 200 AC 1 PH ,208 | OPTIMUM RACK PDU | Power Distribution | Rack-mount Transfer Switches | 2435 | 2069.75
AP4433A | Rack ATS, 208V, 12A, C14 in, (12) C13 out | 208 AC 1 PH | 208 AC 1 PH | OPTIMUM RACK PDU | Power Distribution | Rack-mount Transfer Switches | 1860 | 1581
AP4434A | Rack ATS, 208V, 20A, C20 in, (8) C13 (1) C19 out | 208 AC 1 PH | 208 AC 1 PH ,208 | OPTIMUM RACK PDU | Power Distribution | Rack-mount Transfer Switches | 1915 | 1627.75
AP4450A | Rack ATS, 100/120V, 15A, 5-15 in, (10) 5-15R out | 100 AC 1 PH,120 | 100 AC 1 PH ,120 | OPTIMUM RACK PDU | Power Distribution | Rack-mount Transfer Switches | 1630 | 1385.5
AP4450AJ | Rack ATS, 100V, 15A, 5-15 in, (10) 5-15R out | 100 AC 1 PH | 100 AC 1 PH | OPTIMUM RACK PDU | Power Distribution | Rack-mount Transfer Switches | 1630 | 1385.5
AP4452A | Rack ATS, 120V, 20A, L5-20 in, (10) 5-20R out | 120 AC 1 PH | 120 AC 1 PH | OPTIMUM RACK PDU | Power Distribution | Rack-mount Transfer Switches | 1810 | 1538.5
AP4453A | APC NetShelter Rack ATS, 120V, 30A, L5-30P in, (16) 5-20R out | 120 AC 1 PH | 120 AC 1 PH | OPTIMUM RACK PDU | Power Distribution | Rack-mount Transfer Switches | 2435 | 2069.75
AP7768 | BRACKET KIT, REAR RAILS, RACK ATS |  |  | OPTIMUM RACK PDU | Power Distribution | Rack-mount Transfer Switches | 113 | 96.05
AP7769 | Cord Retention Bracket for Rack ATS |  |  | OPTIMUM RACK PDU | Power Distribution | Rack-mount Transfer Switches | 115 | 97.75
UTS6H | APC Universal Transfer Switch 6-circuit 120V, L5-30 | 120 | 120 | OPTIMUM RACK PDU | Power Distribution | NetShelter Wall (Mounted) Transfer Switches | 886 | 753.1
UTS10BI | APC Universal Transfer Switch 10-Circuit 120/240V | 120 12 | 120 ,240 | OPTIMUM RACK PDU | Power Distribution | NetShelter Wall (Mounted) Transfer Switches | 1030 | 875.5
ACAC75009 | "Flooded Receiver 17lb, R410A, 6" Diameter, 18" Length" |  |  | INROW COOLING | Cooling | Uniflair Air Cooled Condensers | 6460 | 5491
ACAC75010 | Flooded receiver, 12 L, R410A, 220mm Diameter, 380mm Length |  |  | INROW COOLING | Cooling | Uniflair Air Cooled Condensers | Call for Quote | Call for Quote
ACCD75214 | Condenser 1 Fan, Single Circuit, 2.4 MBH/1F TD, 208-240V/1/60 | 230 |  | INROW COOLING | Cooling | Uniflair Air Cooled Condensers | 12015 | 10212.75
ACCD75215 | Condenser 1 Fan, Single Circuit, 4MBH/1F TD, 208-240V/1/60 | 230 |  | INROW COOLING | Cooling | Uniflair Air Cooled Condensers | 13950 | 11857.5
ACCD75216 | Condenser 1 Fan, Single Circuit, 1.2MBH /1C TD, 400/3/50 FSC | 380 3 PH,400 3 PH,415 3 PH |  | INROW COOLING | Cooling | Uniflair Air Cooled Condensers | 7390 | 6281.5
ACCD75217 | Condenser, 2 Fan, Single Circuit, 2.3MBH /1C TD, 400/3/50 FSC | 380 3 PH,400 3 PH,415 3 PH |  | INROW COOLING | Cooling | Uniflair Air Cooled Condensers | 9770 | 8304.5
ACCD75218 | Condenser, 1 Fan, Single Circuit, 1.2MBH /1C TD, 220/1/50 FSC | 220 22 |  | INROW COOLING | Cooling | Uniflair Air Cooled Condensers | 6360 | 5406
ACCD75219 | Condenser, 2 Fan, Single Circuit, 2.3MBH /1C TD, 220/1/50 FSC | 220 22 |  | INROW COOLING | Cooling | Uniflair Air Cooled Condensers | 9425 | 8011.25
ACCD76074 | Condenser 32kW, 95F/120F, 575V/3/60Hz |  |  | SMALL SYSTEM COOLING | Cooling | Uniflair Air Cooled Condensers | 14950 | 12707.5
ACFC75210 | Fluid Cooler 135MBH@25TD, 30 GPM, 16 Feeds, 460/3/60 | 460 3 PH |  | INROW COOLING | Cooling | Uniflair Fluid Coolers | 8370 | 7114.5
ACFC75255 | Fluid Cooler 59MBH@25TD, 10 GPM, 8 Feeds, 480/3/60 | 460 3 PH,480 3 PH |  | INROW COOLING | Cooling | Uniflair Fluid Coolers | 5390 | 4581.5
ACFC75256 | Fluid Cooler 57MBH@25 TD, 10GPM, 5Feeds, 400/3/50 | 380 3 PH,400 3 PH,415 3 PH |  | INROW COOLING | Cooling | Uniflair Fluid Coolers | 13820 | 11747
ACFC75261 | Fluid Cooler 71kW@104F/115F, 48GPM, 208-230V/3/60Hz |  |  | SMALL SYSTEM COOLING | Cooling | Uniflair Fluid Coolers | 20700 | 17595
ANCCHILL | CUSTOM UNIFLAIR CHILLER |  |  | UNIFLAIR ROOM COOLING | Cooling | Uniflair Air Cooled Chillers | Call for Quote | Call for Quote
0B1782 | BEZEL ASSY - DISPLAY |  |  | UNIFLAIR ROOM COOLING | Cooling | InRoom Direct Expansion | Call for Quote | Call for Quote
0M-6435 | S/A SHEET METAL PARTS UP DISCHARGE CW |  |  | FSB SPARES | Cooling | NetworkAIR FM | Call for Quote | Call for Quote
0M-61447 | 2- WAY CHILLED WATER CONTRL VALVE, SIZE 1 |  |  | UNIFLAIR ROOM COOLING | Cooling | InRoom Chilled Water | Call for Quote | Call for Quote
0M-61474 | HEAT AND HUMID 400-460V 50-60 HZ, SIZE 1 |  |  | UNIFLAIR ROOM COOLING | Cooling | InRoom Direct Expansion | 4140 | 3519
0M-817748 | ACC(11A3)SMOKE/FIRE SE. UNIFLAIR LE |  |  | UNIFLAIR ROOM COOLING | Cooling | Uniflair Med/Large Room Cooling | 1185 | 1007.25
884-0700A | TAG PRESSURE WARNING |  |  | UNIFLAIR ROOM COOLING | Cooling | InRoom Direct Expansion | Call for Quote | Call for Quote
885-3499 | LABEL NAMEPLATE |  |  | UNIFLAIR ROOM COOLING | Cooling | InRoom Direct Expansion | Call for Quote | Call for Quote
885-3546 | LABEL - START-UP |  |  | UNIFLAIR ROOM COOLING | Cooling | InRoom Direct Expansion | Call for Quote | Call for Quote
885-3547 | LABEL NAMEPLATE |  |  | UNIFLAIR ROOM COOLING | Cooling | InRoom Direct Expansion | Call for Quote | Call for Quote
885-7704 | DECAL, GROUNDING NOTICE |  |  | UNIFLAIR ROOM COOLING | Cooling | InRoom Direct Expansion | Call for Quote | Call for Quote
885-7705D | DECAL INSTALLER NOTICE |  |  | UNIFLAIR ROOM COOLING | Cooling | InRoom Direct Expansion | Call for Quote | Call for Quote
ACAC10041 | User display kit |  |  | INROW COOLING | Cooling | Uniflair Rack Mounted Room Cooling | 692 | 588.2
ACAC10042 | Top installation pipe kit |  |  | INROW COOLING | Cooling | Uniflair Rack Mounted Room Cooling | 178 | 151.3
ACAC10043 | Bottom installation pipe kit(Long Z type, for underfloor installation) |  |  | INROW COOLING | Cooling | Uniflair Rack Mounted Room Cooling | 111 | 94.35
ACAC10044 | Bottom installation pipe kit(Short Z type) |  |  | INROW COOLING | Cooling | Uniflair Rack Mounted Room Cooling | 80 | 68
ACAC10045 | User display |  |  | INROW COOLING | Cooling | Uniflair Rack Mounted Room Cooling | 488 | 414.8
ACAC10046 | Condensate pump | 200...240 |  | INROW COOLING | Cooling | Uniflair Rack Mounted Room Cooling | 815 | 692.75
ACAC10047 | Low temp kit (-35C) | 200...240 |  | INROW COOLING | Cooling | Uniflair Rack Mounted Room Cooling | 1720 | 1462
ACAC10048 | Uniflair RM cooling Stacking kit for ETL |  |  | INROW COOLING | Cooling | Uniflair Rack Mounted Room Cooling | 406 | 345.1
ACAC76134 | Uniflair Flooded Receiver 60lbs (27.2kg) R410a |  |  | INROW COOLING | Cooling | Uniflair Room Cooling Accessories | 4590 | 3901.5
ACFS76070 | "Floorstand, 24" Seismic, Frame Size 3" |  |  | SMALL SYSTEM COOLING | Cooling | Uniflair Room Cooling Accessories | 1305 | 1109.25
ACFS76078 | "Floorstand, 36" Seismic, Frame Size 6" |  |  | SMALL SYSTEM COOLING | Cooling | Uniflair Room Cooling Accessories | 2315 | 1967.75
ACFS76098 | Uniflair Floorstand 610mm (24in) - Frame 7 |  |  | SMALL SYSTEM COOLING | Cooling | Uniflair Room Cooling Accessories | 2560 | 2176
ACRC600PXW | InRow RC, 600mm, CW 200-240V, w/humidifier, RAL 9003 Schneider White |  |  | INROW COOLING | Cooling | Uniflair Chilled Water | 43105 | 36639.25
ACRC600XW | InRow RC, 600mm, CW, 200-240V, 50/60Hz, RAL 9003 Schneider White |  |  | INROW COOLING | Cooling | Uniflair Chilled Water | 38520 | 32742
ACRMD4KI-2 | 3.5kW split system Outdoor unit, Pre-charged refrigerant | 200...240 |  | SMALL SYSTEM COOLING | Cooling | Uniflair Rack Mounted Room Cooling | 1835 | 1559.75
ACRMD4KT-1 | 3.5kW split system Indoor unit, Gravity Drain | 200...240 |  | SMALL SYSTEM COOLING | Cooling | Uniflair Rack Mounted Room Cooling | 3455 | 2936.75
ACRMD4KT-2 | 3.5kW split system Outdoor unit, Pre-charged refrigerant | 200...240 |  | SMALL SYSTEM COOLING | Cooling | Uniflair Rack Mounted Room Cooling | 3185 | 2707.25
ACSB76164 | "Uniflair Sub Base Plenum 200mm (8") Frame Size 7 - Raven Black" |  |  | UNIFLAIR ROOM COOLING | Cooling | Uniflair Room Cooling Accessories | 3440 | 2924
ACSB76177 | "Uniflair Sub Base Plenum 500mm (20") Front Discharge Frame Size 7 - SE White" |  |  | UNIFLAIR ROOM COOLING | Cooling | Uniflair Room Cooling Accessories | 4915 | 4177.75
ACSB76189 | "Uniflair Sub Base Plenum 500mm (20") No Grille Frame Size 5 - SE White" |  |  | UNIFLAIR ROOM COOLING | Cooling | Uniflair Room Cooling Accessories | 1445 | 1228.25
ANCUNIF | CUSTOM UNIFLAIR SOLUTION |  |  | UNIFLAIR ROOM COOLING | Cooling | Uniflair Chilled Water | Call for Quote | Call for Quote
ECONKIT100 | Split Unit Ceiling Mount Evaporator Direct Air Economizer Kit |  |  | UNIFLAIR ROOM COOLING | Cooling | Uniflair Ceiling Mounted Split Room Cooling | 1095 | 930.75
HDCV4500D | 150kW Chilled Water 208-230/3/60 Downflow (Underfloor) |  |  | UNIFLAIR ROOM COOLING | Cooling | Uniflair Med/Large Room Cooling | Call for Quote | Call for Quote
HDCV4500G | 150kW Chilled Water 460/3/60 Downflow (Underfloor) |  |  | UNIFLAIR ROOM COOLING | Cooling | Uniflair Med/Large Room Cooling | Call for Quote | Call for Quote
HDCV4500L | 150kW Chilled Water 575/3/60 Downflow (Underfloor) |  |  | UNIFLAIR ROOM COOLING | Cooling | Uniflair Med/Large Room Cooling | Call for Quote | Call for Quote
HDCV5000D | 180kW Chilled Water 208-230/3/60 Downflow (Underfloor) |  |  | UNIFLAIR ROOM COOLING | Cooling | Uniflair Med/Large Room Cooling | Call for Quote | Call for Quote
HDCV5000G | 180kW Chilled Water 460/3/60 Downflow (Underfloor) |  |  | UNIFLAIR ROOM COOLING | Cooling | Uniflair Med/Large Room Cooling | Call for Quote | Call for Quote
HDCV5000L | 180kW Chilled Water 575/3/60 Downflow (Underfloor) | 575 3 PH |  | UNIFLAIR ROOM COOLING | Cooling | Uniflair Med/Large Room Cooling | Call for Quote | Call for Quote
HDCV5200G | 190KW Chilled Water 460/3/60 Downflow (Underfloor) | 480 3 PH |  | UNIFLAIR ROOM COOLING | Cooling | Uniflair Med/Large Room Cooling | Call for Quote | Call for Quote
HDCV5200L | 190KW Chilled Water 575/3/60 Downflow (Underfloor) | 575 3 PH |  | UNIFLAIR ROOM COOLING | Cooling | Uniflair Med/Large Room Cooling | Call for Quote | Call for Quote
QNSB | Non Standard Spare Parts - Cooling |  |  | SP COOL INROOM SPARE | Cooling | Uniflair Med/Large Room Cooling | Call for Quote | Call for Quote
QPLENUM | Air delivery systems and associated parts |  |  | SMALL SYSTEM COOLING | Cooling | Uniflair Med/Large Room Cooling | Call for Quote | Call for Quote
QUNIF-CHILLER | Uniflair Chiller |  |  | CHILLERS | Cooling | Uniflair Chilled Water | Call for Quote | Call for Quote
QUNIF-CRAC | Uniflair Computer Room Air Conditioner |  |  | UNIFLAIR ROOM COOLING | Cooling | Uniflair Direct Expansion | Call for Quote | Call for Quote
QUNIF-CRAH | Uniflair Computer Room Air Conditioner |  |  | UNIFLAIR ROOM COOLING | Cooling | Uniflair Chilled Water | Call for Quote | Call for Quote
QUNIF-SPLIT SYS | Uniflair Computer Room Air Conditioner |  |  | UNIFLAIR ROOM COOLING | Cooling | Uniflair Ceiling Mounted Split Room Cooling | Call for Quote | Call for Quote
QUNIF-SPLIT-SYS | Uniflair Computer Room Air Conditioner |  |  | UNIFLAIR ROOM COOLING | Cooling | Uniflair Ceiling Mounted Split Room Cooling | Call for Quote | Call for Quote
QUNIF-WALL MOUN | Uniflair Computer Room Air Conditioner |  |  | UNIFLAIR ROOM COOLING | Cooling | Uniflair Wall Mount Room Cooling | Call for Quote | Call for Quote
QUNIF-WALL-MOUN | Uniflair Computer Room Air Conditioner |  |  | UNIFLAIR ROOM COOLING | Cooling | Uniflair Wall Mount Room Cooling | Call for Quote | Call for Quote
TDAV0511D | Air-Cooled 230/3/60 Downflow |  |  | UNIFLAIR ROOM COOLING | Cooling | Uniflair Med/Large Room Cooling | Call for Quote | Call for Quote
TDAV0511G | Air-Cooled 460/3/60 Downflow |  |  | UNIFLAIR ROOM COOLING | Cooling | Uniflair Med/Large Room Cooling | Call for Quote | Call for Quote
TDAV0511L | Downflow,Air-cooled DX Model 0511,575/3/60 |  |  | UNIFLAIR ROOM COOLING | Cooling | Uniflair Med/Large Room Cooling | Call for Quote | Call for Quote
TDAV0611D | Air-Cooled 230/3/60 Downflow |  |  | UNIFLAIR ROOM COOLING | Cooling | Uniflair Med/Large Room Cooling | Call for Quote | Call for Quote
TDAV0611G | Air-Cooled 460/3/60 Downflow |  |  | UNIFLAIR ROOM COOLING | Cooling | Uniflair Med/Large Room Cooling | Call for Quote | Call for Quote
TDAV0611L | Downflow,Air-cooled DX Model 0611,575/3/60 |  |  | UNIFLAIR ROOM COOLING | Cooling | Uniflair Med/Large Room Cooling | Call for Quote | Call for Quote
TDAV0921D | Air-Cooled 230/3/60 Downflow |  |  | UNIFLAIR ROOM COOLING | Cooling | Uniflair Med/Large Room Cooling | Call for Quote | Call for Quote
TDAV0921G | Air-Cooled 460/3/60 Downflow |  |  | UNIFLAIR ROOM COOLING | Cooling | Uniflair Med/Large Room Cooling | Call for Quote | Call for Quote
TDAV0921L | Downflow,Air-cooled DX Model 0921,575/3/60 |  |  | UNIFLAIR ROOM COOLING | Cooling | Uniflair Med/Large Room Cooling | Call for Quote | Call for Quote
TDAV1121D | Air-Cooled 230/3/60 Downflow |  |  | UNIFLAIR ROOM COOLING | Cooling | Uniflair Med/Large Room Cooling | Call for Quote | Call for Quote
TDAV1121G | Air-cooled 460/3/60 Downflow |  |  | UNIFLAIR ROOM COOLING | Cooling | Uniflair Med/Large Room Cooling | Call for Quote | Call for Quote
TDAV1121L | Downflow,Air-cooled DX Model 1121,575/3/60 |  |  | UNIFLAIR ROOM COOLING | Cooling | Uniflair Med/Large Room Cooling | Call for Quote | Call for Quote
TDAV1422D | Air-Cooled 230/3/60 Downflow |  |  | UNIFLAIR ROOM COOLING | Cooling | Uniflair Med/Large Room Cooling | Call for Quote | Call for Quote
TDAV1422G | Air-Cooled 460/3/60 Downflow |  |  | UNIFLAIR ROOM COOLING | Cooling | Uniflair Med/Large Room Cooling | Call for Quote | Call for Quote
TDAV1422L | Downflow,Air-cooled DX Model 1422,575/3/60 |  |  | UNIFLAIR ROOM COOLING | Cooling | Uniflair Med/Large Room Cooling | Call for Quote | Call for Quote
TDAV1622D | Air-Cooled 230/3/60 Downflow |  |  | UNIFLAIR ROOM COOLING | Cooling | Uniflair Med/Large Room Cooling | Call for Quote | Call for Quote
TDAV1622G | Air-Cooled 460/3/60 Downflow |  |  | UNIFLAIR ROOM COOLING | Cooling | Uniflair Med/Large Room Cooling | Call for Quote | Call for Quote
TDAV1622L | Downflow,Air-cooled DX Model 1622,575/3/60 |  |  | UNIFLAIR ROOM COOLING | Cooling | Uniflair Med/Large Room Cooling | Call for Quote | Call for Quote
TDAV1822D | Air-Cooled 230/3/60 Downflow |  |  | UNIFLAIR ROOM COOLING | Cooling | Uniflair Med/Large Room Cooling | Call for Quote | Call for Quote
TDAV1822G | Air-Cooled 460/3/60 Downflow |  |  | UNIFLAIR ROOM COOLING | Cooling | Uniflair Med/Large Room Cooling | Call for Quote | Call for Quote
TDAV1822L | Downflow,Air-cooled DX Model 1822,575/3/60 |  |  | UNIFLAIR ROOM COOLING | Cooling | Uniflair Med/Large Room Cooling | Call for Quote | Call for Quote
TDAV2242D | Air-Cooled 230/3/60 Downflow |  |  | UNIFLAIR ROOM COOLING | Cooling | Uniflair Med/Large Room Cooling | Call for Quote | Call for Quote
TDAV2242G | Air-Cooled 460/3/60 Downflow |  |  | UNIFLAIR ROOM COOLING | Cooling | Uniflair Med/Large Room Cooling | Call for Quote | Call for Quote
TDAV2242L | Downflow,Air-cooled DX Model 2242,575/3/60 |  |  | UNIFLAIR ROOM COOLING | Cooling | Uniflair Med/Large Room Cooling | Call for Quote | Call for Quote
TDAV2542D | Air-Cooled 230/3/60 Downflow |  |  | UNIFLAIR ROOM COOLING | Cooling | Uniflair Med/Large Room Cooling | Call for Quote | Call for Quote
TDAV2542G | Air-Cooled 460/3/60 Downflow |  |  | UNIFLAIR ROOM COOLING | Cooling | Uniflair Med/Large Room Cooling | Call for Quote | Call for Quote
TDAV2542L | Downflow,Air-cooled DX Model 2542,575/3/60 |  |  | UNIFLAIR ROOM COOLING | Cooling | Uniflair Med/Large Room Cooling | Call for Quote | Call for Quote
TDAV3342D | Air-Cooled 230/3/60 Downflow |  |  | UNIFLAIR ROOM COOLING | Cooling | Uniflair Med/Large Room Cooling | Call for Quote | Call for Quote
TDAV3342G | Air-Cooled 460/3/60 Downflow |  |  | UNIFLAIR ROOM COOLING | Cooling | Uniflair Med/Large Room Cooling | Call for Quote | Call for Quote
TDAV3342L | Downflow,Air-cooled DX Model 3342,575/3/60 |  |  | UNIFLAIR ROOM COOLING | Cooling | Uniflair Med/Large Room Cooling | Call for Quote | Call for Quote
TDAVQ | Uniflair Air-Cooled CRAC, Downflow |  |  | UNIFLAIR ROOM COOLING | Cooling | Uniflair Med/Large Room Cooling | Call for Quote | Call for Quote
TDCV0700D | 23kW Chilled Water 208-230/3/60 Downflow | 208 20 |  | UNIFLAIR ROOM COOLING | Cooling | Uniflair Med/Large Room Cooling | Call for Quote | Call for Quote
TDCV0700G | 23kW Chilled Water 460/3/60 Downflow | 460 3 PH |  | UNIFLAIR ROOM COOLING | Cooling | Uniflair Med/Large Room Cooling | Call for Quote | Call for Quote
TDCV1000D | 31kW Chilled Water 208-230/3/60 Downflow | 208 20 |  | UNIFLAIR ROOM COOLING | Cooling | Uniflair Med/Large Room Cooling | Call for Quote | Call for Quote
TDCV1000G | 31kW Chilled Water 460/3/60 Downflow | 460 3 PH |  | UNIFLAIR ROOM COOLING | Cooling | Uniflair Med/Large Room Cooling | Call for Quote | Call for Quote
TDCV1200D | 37kW Chilled Water 208-230/3/60 Downflow | 208 20 |  | UNIFLAIR ROOM COOLING | Cooling | Uniflair Med/Large Room Cooling | Call for Quote | Call for Quote
TDCV1200G | 37kW Chilled Water 460/3/60 Downflow | 460 3 PH |  | UNIFLAIR ROOM COOLING | Cooling | Uniflair Med/Large Room Cooling | Call for Quote | Call for Quote
TDCV1700D | 51kW Chilled Water 208-230/3/60 Downflow | 208 20 |  | UNIFLAIR ROOM COOLING | Cooling | Uniflair Med/Large Room Cooling | Call for Quote | Call for Quote
TDCV1700G | 51kW Chilled Water 460/3/60 Downflow | 460 3 PH |  | UNIFLAIR ROOM COOLING | Cooling | Uniflair Med/Large Room Cooling | Call for Quote | Call for Quote
TDCV2500D | 70kW Chilled Water 208-230/3/60 Downflow | 208 20 |  | UNIFLAIR ROOM COOLING | Cooling | Uniflair Med/Large Room Cooling | Call for Quote | Call for Quote
TDCV2500G | 70kW Chilled Water 460/3/60 Downflow | 460 3 PH |  | UNIFLAIR ROOM COOLING | Cooling | Uniflair Med/Large Room Cooling | Call for Quote | Call for Quote
TDCV3400D | 92kW Chilled Water 208-230/3/60 Downflow | 208 20 |  | UNIFLAIR ROOM COOLING | Cooling | Uniflair Med/Large Room Cooling | Call for Quote | Call for Quote
TDCV3400G | 92kW Chilled Water 460/3/60 Downflow | 460 3 PH |  | UNIFLAIR ROOM COOLING | Cooling | Uniflair Med/Large Room Cooling | Call for Quote | Call for Quote
TDCV4000D | 102kW Chilled Water 208-230/3/60 Downflow | 208 20 |  | UNIFLAIR ROOM COOLING | Cooling | Uniflair Med/Large Room Cooling | Call for Quote | Call for Quote
TDCV4000G | 102kW Chilled Water 460/3/60 Downflow | 460 3 PH |  | UNIFLAIR ROOM COOLING | Cooling | Uniflair Med/Large Room Cooling | Call for Quote | Call for Quote
TDCV4300D | 130kW Chilled Water 208-230/3/60 Downflow | 208 20 |  | UNIFLAIR ROOM COOLING | Cooling | Uniflair Med/Large Room Cooling | Call for Quote | Call for Quote
TDCV4300G | 130kW Chilled Water 460/3/60 Downflow | 460 3 PH |  | UNIFLAIR ROOM COOLING | Cooling | Uniflair Med/Large Room Cooling | Call for Quote | Call for Quote
TDCVQ | Uniflair CW CRAH |  |  | UNIFLAIR ROOM COOLING | Cooling | Uniflair Med/Large Room Cooling | Call for Quote | Call for Quote
TDDV0511D | Twin-Cooled (Water-Cooled) 230/3/60 Downflow | 208 20 |  | UNIFLAIR ROOM COOLING | Cooling | Uniflair Med/Large Room Cooling | Call for Quote | Call for Quote
TDDV0511G | Twin-Cooled (Water-Cooled) 460/3/60 Downflow | 480 3 PH |  | UNIFLAIR ROOM COOLING | Cooling | Uniflair Med/Large Room Cooling | Call for Quote | Call for Quote
TDDV0511L | Downflow,Water-cooled Twin Cool Model 0511,575/3/60 |  |  | UNIFLAIR ROOM COOLING | Cooling | Uniflair Med/Large Room Cooling | Call for Quote | Call for Quote
TDDV0611D | Twin-Cooled (Water-Cooled) 230/3/60 Downflow | 208 20 |  | UNIFLAIR ROOM COOLING | Cooling | Uniflair Med/Large Room Cooling | Call for Quote | Call for Quote
TDDV0611G | Twin-Cooled (Water-Cooled) 460/3/60 Downflow | 480 3 PH |  | UNIFLAIR ROOM COOLING | Cooling | Uniflair Med/Large Room Cooling | Call for Quote | Call for Quote
TDDV0611L | Downflow,Water-cooled Twin Cool Model 0611,575/3/60 |  |  | UNIFLAIR ROOM COOLING | Cooling | Uniflair Med/Large Room Cooling | Call for Quote | Call for Quote
TDDV0921D | Twin-Cooled (Water-Cooled) 230/3/60 Downflow | 208 20 |  | UNIFLAIR ROOM COOLING | Cooling | Uniflair Med/Large Room Cooling | Call for Quote | Call for Quote
TDDV0921G | Twin-Cooled (Water-Cooled) 460/3/60 Downflow | 480 3 PH |  | UNIFLAIR ROOM COOLING | Cooling | Uniflair Med/Large Room Cooling | Call for Quote | Call for Quote
TDDV0921L | Downflow,Water-cooled Twin Cool Model 0921,575/3/60 |  |  | UNIFLAIR ROOM COOLING | Cooling | Uniflair Med/Large Room Cooling | Call for Quote | Call for Quote
TDDV1121D | Twin-Cooled (Water-Cooled) 230/3/60 Downflow | 208 20 |  | UNIFLAIR ROOM COOLING | Cooling | Uniflair Med/Large Room Cooling | Call for Quote | Call for Quote
TDDV1121G | Twin-Cooled (Water-Cooled) 460/3/60 Downflow | 480 3 PH |  | UNIFLAIR ROOM COOLING | Cooling | Uniflair Med/Large Room Cooling | Call for Quote | Call for Quote
TDDV1121L | Downflow,Water-cooled Twin Cool Model 1121,575/3/60 |  |  | UNIFLAIR ROOM COOLING | Cooling | Uniflair Med/Large Room Cooling | Call for Quote | Call for Quote
TDDV1422D | Twin-Cooled (Water-Cooled) 230/3/60 Downflow | 208 20 |  | UNIFLAIR ROOM COOLING | Cooling | Uniflair Med/Large Room Cooling | Call for Quote | Call for Quote
TDDV1422G | Twin-Cooled (Water-Cooled) 460/3/60 Downflow | 480 3 PH |  | UNIFLAIR ROOM COOLING | Cooling | Uniflair Med/Large Room Cooling | Call for Quote | Call for Quote
TDDV1422L | Downflow,Water-cooled Twin Cool Model 1422,575/3/60 |  |  | UNIFLAIR ROOM COOLING | Cooling | Uniflair Med/Large Room Cooling | Call for Quote | Call for Quote
TDDV1622D | Twin-Cooled (Water-Cooled) 230/3/60 Downflow | 208 20 |  | UNIFLAIR ROOM COOLING | Cooling | Uniflair Med/Large Room Cooling | Call for Quote | Call for Quote
TDDV1622G | Twin-Cooled (Water-Cooled) 460/3/60 Downflow | 480 3 PH |  | UNIFLAIR ROOM COOLING | Cooling | Uniflair Med/Large Room Cooling | Call for Quote | Call for Quote
TDDV1622L | Downflow,Water-cooled Twin Cool Model 1622,575/3/60 |  |  | UNIFLAIR ROOM COOLING | Cooling | Uniflair Med/Large Room Cooling | Call for Quote | Call for Quote
TDDV1822D | Twin-Cooled (Water-Cooled) 230/3/60 Downflow | 480 3 PH |  | UNIFLAIR ROOM COOLING | Cooling | Uniflair Med/Large Room Cooling | Call for Quote | Call for Quote
TDDV1822G | Twin-Cooled (Water-Cooled) 460/3/60 Downflow | 480 3 PH |  | UNIFLAIR ROOM COOLING | Cooling | Uniflair Med/Large Room Cooling | Call for Quote | Call for Quote
TDDV1822L | Downflow,Water-cooled Twin Cool Model 1822,575/3/60 |  |  | UNIFLAIR ROOM COOLING | Cooling | Uniflair Med/Large Room Cooling | Call for Quote | Call for Quote
TDDV2242D | Twin-Cooled (Water-Cooled) 230/3/60 Downflow | 208 20 |  | UNIFLAIR ROOM COOLING | Cooling | Uniflair Med/Large Room Cooling | Call for Quote | Call for Quote
TDDV2242G | Twin-Cooled (Water-Cooled) 460/3/60 Downflow | 480 3 PH |  | UNIFLAIR ROOM COOLING | Cooling | Uniflair Med/Large Room Cooling | Call for Quote | Call for Quote
TDDV2242L | Downflow,Water-cooled Twin Cool Model 2242,575/3/60 |  |  | UNIFLAIR ROOM COOLING | Cooling | Uniflair Med/Large Room Cooling | Call for Quote | Call for Quote
TDDV2542D | Twin-Cooled (Water-Cooled) 230/3/60 Downflow | 208 20 |  | UNIFLAIR ROOM COOLING | Cooling | Uniflair Med/Large Room Cooling | Call for Quote | Call for Quote
TDDV2542G | Twin-Cooled (Water-Cooled) 460/3/60 Downflow | 480 3 PH |  | UNIFLAIR ROOM COOLING | Cooling | Uniflair Med/Large Room Cooling | Call for Quote | Call for Quote
TDDV2542L | Downflow,Water-cooled Twin Cool Model 2542,575/3/60 |  |  | UNIFLAIR ROOM COOLING | Cooling | Uniflair Med/Large Room Cooling | Call for Quote | Call for Quote
TDDV2842D | Twin-Cooled (Water-Cooled) 230/3/60 Downflow | 208 20 |  | UNIFLAIR ROOM COOLING | Cooling | Uniflair Med/Large Room Cooling | Call for Quote | Call for Quote
TDDV2842G | Twin-Cooled (Water-Cooled) 460/3/60 Downflow | 480 3 PH |  | UNIFLAIR ROOM COOLING | Cooling | Uniflair Med/Large Room Cooling | Call for Quote | Call for Quote
TDDV2842L | Downflow,Water-cooled Twin Cool Model 2842,575/3/60 |  |  | UNIFLAIR ROOM COOLING | Cooling | Uniflair Med/Large Room Cooling | Call for Quote | Call for Quote
TDEV0511D | Energy Saving 230/3/60 Downflow | 208 20 |  | UNIFLAIR ROOM COOLING | Cooling | Uniflair Med/Large Room Cooling | Call for Quote | Call for Quote
TDEV0511G | Energy Saving 460/3/60 Downflow | 480 3 PH |  | UNIFLAIR ROOM COOLING | Cooling | Uniflair Med/Large Room Cooling | Call for Quote | Call for Quote
TDEV0511L | Downflow,Energy Saving Model 0511,575/3/60 |  |  | UNIFLAIR ROOM COOLING | Cooling | Uniflair Med/Large Room Cooling | Call for Quote | Call for Quote
TDEV0611D | Energy Saving 230/3/60 Downflow | 208 20 |  | UNIFLAIR ROOM COOLING | Cooling | Uniflair Med/Large Room Cooling | Call for Quote | Call for Quote
TDEV0611G | Energy Saving 460/3/60 Downflow | 480 3 PH |  | UNIFLAIR ROOM COOLING | Cooling | Uniflair Med/Large Room Cooling | Call for Quote | Call for Quote
TDEV0611L | Downflow,Energy Saving Model 0611,575/3/60 |  |  | UNIFLAIR ROOM COOLING | Cooling | Uniflair Med/Large Room Cooling | Call for Quote | Call for Quote
TDEV0921D | Energy Saving 230/3/60 Downflow | 208 20 |  | UNIFLAIR ROOM COOLING | Cooling | Uniflair Med/Large Room Cooling | Call for Quote | Call for Quote
TDEV0921G | Energy Saving 460/3/60 Downflow | 480 3 PH |  | UNIFLAIR ROOM COOLING | Cooling | Uniflair Med/Large Room Cooling | Call for Quote | Call for Quote
TDEV0921L | Downflow,Energy Saving Model 0921,575/3/60 |  |  | UNIFLAIR ROOM COOLING | Cooling | Uniflair Med/Large Room Cooling | Call for Quote | Call for Quote
TDEV1121D | Energy Saving 230/3/60 Downflow | 208 20 |  | UNIFLAIR ROOM COOLING | Cooling | Uniflair Med/Large Room Cooling | Call for Quote | Call for Quote
TDEV1121G | Energy Saving 460/3/60 Downflow | 480 3 PH |  | UNIFLAIR ROOM COOLING | Cooling | Uniflair Med/Large Room Cooling | Call for Quote | Call for Quote
TDEV1121L | Downflow,Energy Saving Model 1121,575/3/60 |  |  | UNIFLAIR ROOM COOLING | Cooling | Uniflair Med/Large Room Cooling | Call for Quote | Call for Quote
TDEV1422D | Energy Saving 230/3/60 Downflow | 208 20 |  | UNIFLAIR ROOM COOLING | Cooling | Uniflair Med/Large Room Cooling | Call for Quote | Call for Quote
TDEV1422G | Energy Saving 460/3/60 Downflow | 480 3 PH |  | UNIFLAIR ROOM COOLING | Cooling | Uniflair Med/Large Room Cooling | Call for Quote | Call for Quote
TDEV1422L | Downflow,Energy Saving Model 1422,575/3/60 |  |  | UNIFLAIR ROOM COOLING | Cooling | Uniflair Med/Large Room Cooling | Call for Quote | Call for Quote
TDEV1622D | Energy Saving 230/3/60 Downflow | 208 20 |  | UNIFLAIR ROOM COOLING | Cooling | Uniflair Med/Large Room Cooling | Call for Quote | Call for Quote
TDEV1622G | Energy Saving 460/3/60 Downflow | 480 3 PH |  | UNIFLAIR ROOM COOLING | Cooling | Uniflair Med/Large Room Cooling | Call for Quote | Call for Quote
TDEV1622L | Downflow,Energy Saving Model 1622,575/3/60 |  |  | UNIFLAIR ROOM COOLING | Cooling | Uniflair Med/Large Room Cooling | Call for Quote | Call for Quote
TDEV1822D | Energy Saving 230/3/60 Downflow | 208 20 |  | UNIFLAIR ROOM COOLING | Cooling | Uniflair Med/Large Room Cooling | Call for Quote | Call for Quote
TDEV1822G | Energy Saving 460/3/60 Downflow | 480 3 PH |  | UNIFLAIR ROOM COOLING | Cooling | Uniflair Med/Large Room Cooling | Call for Quote | Call for Quote
TDEV1822L | Downflow,Energy Saving Model 1822,575/3/60 |  |  | UNIFLAIR ROOM COOLING | Cooling | Uniflair Med/Large Room Cooling | Call for Quote | Call for Quote
TDEV2242D | Energy Saving 230/3/60 Downflow | 208 20 |  | UNIFLAIR ROOM COOLING | Cooling | Uniflair Med/Large Room Cooling | Call for Quote | Call for Quote
TDEV2242G | Energy Saving 460/3/60 Downflow | 480 3 PH |  | UNIFLAIR ROOM COOLING | Cooling | Uniflair Med/Large Room Cooling | Call for Quote | Call for Quote
TDEV2242L | Downflow,Energy Saving Model 2242,575/3/60 |  |  | UNIFLAIR ROOM COOLING | Cooling | Uniflair Med/Large Room Cooling | Call for Quote | Call for Quote
TDEV2542D | Energy Saving 230/3/60 Downflow | 208 20 |  | UNIFLAIR ROOM COOLING | Cooling | Uniflair Med/Large Room Cooling | Call for Quote | Call for Quote
TDEV2542G | Energy Saving 460/3/60 Downflow | 480 3 PH |  | UNIFLAIR ROOM COOLING | Cooling | Uniflair Med/Large Room Cooling | Call for Quote | Call for Quote
TDEV2542L | Downflow,Energy Saving Model 2542,575/3/60 |  |  | UNIFLAIR ROOM COOLING | Cooling | Uniflair Med/Large Room Cooling | Call for Quote | Call for Quote
TDEV2842D | Energy Saving 230/3/60 Downflow | 208 20 |  | UNIFLAIR ROOM COOLING | Cooling | Uniflair Med/Large Room Cooling | Call for Quote | Call for Quote
TDEV2842G | Energy Saving 460/3/60 Downflow | 480 3 PH |  | UNIFLAIR ROOM COOLING | Cooling | Uniflair Med/Large Room Cooling | Call for Quote | Call for Quote
TDEV2842L | Downflow,Energy Saving Model 2842,575/3/60 |  |  | UNIFLAIR ROOM COOLING | Cooling | Uniflair Med/Large Room Cooling | Call for Quote | Call for Quote
TDTV0511D | Twin-Cooled (Air-Cooled) 230/3/60 Downflow | 208 20 |  | UNIFLAIR ROOM COOLING | Cooling | Uniflair Med/Large Room Cooling | Call for Quote | Call for Quote
TDTV0511G | Twin-Cooled (Air-Cooled) 460/3/60 Downflow | 480 3 PH |  | UNIFLAIR ROOM COOLING | Cooling | Uniflair Med/Large Room Cooling | Call for Quote | Call for Quote
TDTV0511L | Twin-Cooled (Air-Cooled) 575/3/60 Downflow | 575 3 PH |  | UNIFLAIR ROOM COOLING | Cooling | Uniflair Med/Large Room Cooling | Call for Quote | Call for Quote
TDTV0611D | Twin-Cooled (Air-Cooled) 230/3/60 Downflow | 208 20 |  | UNIFLAIR ROOM COOLING | Cooling | Uniflair Med/Large Room Cooling | Call for Quote | Call for Quote
TDTV0611G | Twin-Cooled (Air-Cooled) 460/3/60 Downflow | 480 3 PH |  | UNIFLAIR ROOM COOLING | Cooling | Uniflair Med/Large Room Cooling | Call for Quote | Call for Quote
TDTV0611L | Downflow,Air-colled Twin Cool Model 0611,575/3/60 | 575 3 PH |  | UNIFLAIR ROOM COOLING | Cooling | Uniflair Med/Large Room Cooling | Call for Quote | Call for Quote
TDTV0921D | Twin-Cooled (Air-Cooled) 230/3/60 Downflow | 208 20 |  | UNIFLAIR ROOM COOLING | Cooling | Uniflair Med/Large Room Cooling | Call for Quote | Call for Quote
TDTV0921G | Twin-Cooled (Air-Cooled) 460/3/60 Downflow | 480 3 PH |  | UNIFLAIR ROOM COOLING | Cooling | Uniflair Med/Large Room Cooling | Call for Quote | Call for Quote
TDTV0921L | Downflow,Air-colled Twin Cool Model 0921,575/3/60 | 575 3 PH |  | UNIFLAIR ROOM COOLING | Cooling | Uniflair Med/Large Room Cooling | Call for Quote | Call for Quote
TDTV1121D | Twin-Cooled (Air-Cooled) 230/3/60 Downflow | 208 20 |  | UNIFLAIR ROOM COOLING | Cooling | Uniflair Med/Large Room Cooling | Call for Quote | Call for Quote
TDTV1121G | Twin-Cooled (Air-Cooled) 460/3/60 Downflow | 480 3 PH |  | UNIFLAIR ROOM COOLING | Cooling | Uniflair Med/Large Room Cooling | Call for Quote | Call for Quote
TDTV1121L | Downflow,Air-colled Twin Cool Model 1121,575/3/60 | 575 3 PH |  | UNIFLAIR ROOM COOLING | Cooling | Uniflair Med/Large Room Cooling | Call for Quote | Call for Quote
TDTV1422D | Twin-Cooled (Air-Cooled) 230/3/60 Downflow | 208 20 |  | UNIFLAIR ROOM COOLING | Cooling | Uniflair Med/Large Room Cooling | Call for Quote | Call for Quote
TDTV1422G | Twin-Cooled (Air-Cooled) 460/3/60 Downflow | 480 3 PH |  | UNIFLAIR ROOM COOLING | Cooling | Uniflair Med/Large Room Cooling | Call for Quote | Call for Quote
TDTV1422L | Downflow,Air-colled Twin Cool Model 1422,575/3/60 | 575 3 PH |  | UNIFLAIR ROOM COOLING | Cooling | Uniflair Med/Large Room Cooling | Call for Quote | Call for Quote
TDTV1622D | Twin-Cooled (Air-Cooled) 230/3/60 Downflow | 208 20 |  | UNIFLAIR ROOM COOLING | Cooling | Uniflair Med/Large Room Cooling | Call for Quote | Call for Quote
TDTV1622G | Twin-Cooled (Air-Cooled) 460/3/60 Downflow | 480 3 PH |  | UNIFLAIR ROOM COOLING | Cooling | Uniflair Med/Large Room Cooling | Call for Quote | Call for Quote
TDTV1622L | Downflow,Air-colled Twin Cool Model 1622,575/3/60 | 575 3 PH |  | UNIFLAIR ROOM COOLING | Cooling | Uniflair Med/Large Room Cooling | Call for Quote | Call for Quote
TDTV1822D | Twin-Cooled (Air-Cooled) 230/3/60 Downflow | 208 20 |  | UNIFLAIR ROOM COOLING | Cooling | Uniflair Med/Large Room Cooling | Call for Quote | Call for Quote
TDTV1822G | Twin-Cooled (Air-Cooled) 460/3/60 Downflow | 480 3 PH |  | UNIFLAIR ROOM COOLING | Cooling | Uniflair Med/Large Room Cooling | Call for Quote | Call for Quote
TDTV1822L | Downflow,Air-colled Twin Cool Model 1822,575/3/60 | 575 3 PH |  | UNIFLAIR ROOM COOLING | Cooling | Uniflair Med/Large Room Cooling | Call for Quote | Call for Quote
TDTV2242D | Twin-Cooled (Air-Cooled) 230/3/60 Downflow | 208 20 |  | UNIFLAIR ROOM COOLING | Cooling | Uniflair Med/Large Room Cooling | Call for Quote | Call for Quote
TDTV2242G | Twin-Cooled (Air-Cooled) 460/3/60 Downflow | 480 3 PH |  | UNIFLAIR ROOM COOLING | Cooling | Uniflair Med/Large Room Cooling | Call for Quote | Call for Quote
TDTV2242L | Downflow,Air-colled Twin Cool Model 2242,575/3/60 | 575 3 PH |  | UNIFLAIR ROOM COOLING | Cooling | Uniflair Med/Large Room Cooling | Call for Quote | Call for Quote
TDTV2542D | Twin-Cooled (Air-Cooled) 230/3/60 Downflow | 208 20 |  | UNIFLAIR ROOM COOLING | Cooling | Uniflair Med/Large Room Cooling | Call for Quote | Call for Quote
TDTV2542G | Twin-Cooled (Air-Cooled) 460/3/60 Downflow | 480 3 PH |  | UNIFLAIR ROOM COOLING | Cooling | Uniflair Med/Large Room Cooling | Call for Quote | Call for Quote
TDTV2542L | Downflow,Air-colled Twin Cool Model 2542,575/3/60 | 575 3 PH |  | UNIFLAIR ROOM COOLING | Cooling | Uniflair Med/Large Room Cooling | Call for Quote | Call for Quote
TDTV2842D | Twin-Cooled (Air-Cooled) 230/3/60 Downflow | 208 20 |  | UNIFLAIR ROOM COOLING | Cooling | Uniflair Med/Large Room Cooling | Call for Quote | Call for Quote
TDTV2842G | Twin-Cooled (Air-Cooled) 460/3/60 Downflow | 480 3 PH |  | UNIFLAIR ROOM COOLING | Cooling | Uniflair Med/Large Room Cooling | Call for Quote | Call for Quote
TDTV2842L | Downflow,Air-colled Twin Cool Model 2842,575/3/60 | 575 3 PH |  | UNIFLAIR ROOM COOLING | Cooling | Uniflair Med/Large Room Cooling | Call for Quote | Call for Quote
TDWV0511D | Water-Cooled 230/3/60 Downflow | 208 20 |  | UNIFLAIR ROOM COOLING | Cooling | Uniflair Med/Large Room Cooling | Call for Quote | Call for Quote
TDWV0511G | Water-cooled 460/3/60 Downflow | 480 3 PH |  | UNIFLAIR ROOM COOLING | Cooling | Uniflair Med/Large Room Cooling | Call for Quote | Call for Quote
TDWV0511L | Downflow,Water-cooled DX Model 0511,575/3/60 | 575 3 PH |  | UNIFLAIR ROOM COOLING | Cooling | Uniflair Med/Large Room Cooling | Call for Quote | Call for Quote
TDWV0611D | Water-cooled 230/3/60 Downflow | 208 20 |  | UNIFLAIR ROOM COOLING | Cooling | Uniflair Med/Large Room Cooling | Call for Quote | Call for Quote
TDWV0611G | Water-cooled 460/3/60 Downflow | 480 3 PH |  | UNIFLAIR ROOM COOLING | Cooling | Uniflair Med/Large Room Cooling | Call for Quote | Call for Quote
TDWV0611L | Downflow,Water-cooled DX Model 0611,575/3/60 | 575 3 PH |  | UNIFLAIR ROOM COOLING | Cooling | Uniflair Med/Large Room Cooling | Call for Quote | Call for Quote
TDWV0921D | Water-cooled 230/3/60 Downflow | 208 20 |  | UNIFLAIR ROOM COOLING | Cooling | Uniflair Med/Large Room Cooling | Call for Quote | Call for Quote
TDWV0921G | Water-cooled 460/3/60 Downflow | 480 3 PH |  | UNIFLAIR ROOM COOLING | Cooling | Uniflair Med/Large Room Cooling | Call for Quote | Call for Quote
TDWV0921L | Downflow,Water-cooled DX Model 0921,575/3/60 | 575 3 PH |  | UNIFLAIR ROOM COOLING | Cooling | Uniflair Med/Large Room Cooling | Call for Quote | Call for Quote
TDWV1121D | Water-cooled 230/3/60 Downflow | 208 20 |  | UNIFLAIR ROOM COOLING | Cooling | Uniflair Med/Large Room Cooling | Call for Quote | Call for Quote
TDWV1121G | Water-cooled 460/3/60 Downflow | 480 3 PH |  | UNIFLAIR ROOM COOLING | Cooling | Uniflair Med/Large Room Cooling | Call for Quote | Call for Quote
TDWV1121L | Downflow,Water-cooled DX Model 1121,575/3/60 | 575 3 PH |  | UNIFLAIR ROOM COOLING | Cooling | Uniflair Med/Large Room Cooling | Call for Quote | Call for Quote
TDWV1422D | Water-Cooled 230/3/60 Downflow | 208 20 |  | UNIFLAIR ROOM COOLING | Cooling | Uniflair Med/Large Room Cooling | Call for Quote | Call for Quote
TDWV1422G | Water-Cooled 460/3/60 Downflow | 480 3 PH |  | UNIFLAIR ROOM COOLING | Cooling | Uniflair Med/Large Room Cooling | Call for Quote | Call for Quote
TDWV1422L | Downflow,Water-cooled DX Model 1422,575/3/60 | 575 3 PH |  | UNIFLAIR ROOM COOLING | Cooling | Uniflair Med/Large Room Cooling | Call for Quote | Call for Quote
TDWV1622D | Water-Cooled 230/3/60 Downflow | 208 20 |  | UNIFLAIR ROOM COOLING | Cooling | Uniflair Med/Large Room Cooling | Call for Quote | Call for Quote
TDWV1622G | Water-Cooled 460/3/60 Downflow | 480 3 PH |  | UNIFLAIR ROOM COOLING | Cooling | Uniflair Med/Large Room Cooling | Call for Quote | Call for Quote
TDWV1622L | Downflow,Water-cooled DX Model 1622,575/3/60 | 575 3 PH |  | UNIFLAIR ROOM COOLING | Cooling | Uniflair Med/Large Room Cooling | Call for Quote | Call for Quote
TDWV1822D | Water-Cooled 230/3/60 Downflow | 208 20 |  | UNIFLAIR ROOM COOLING | Cooling | Uniflair Med/Large Room Cooling | Call for Quote | Call for Quote
TDWV1822G | Water-Cooled 460/3/60 Downflow | 480 3 PH |  | UNIFLAIR ROOM COOLING | Cooling | Uniflair Med/Large Room Cooling | Call for Quote | Call for Quote
TDWV1822L | Downflow,Water-cooled DX Model 1822,575/3/60 | 575 3 PH |  | UNIFLAIR ROOM COOLING | Cooling | Uniflair Med/Large Room Cooling | Call for Quote | Call for Quote
TDWV2242D | Water-Cooled 230/3/60 Downflow | 208 20 |  | UNIFLAIR ROOM COOLING | Cooling | Uniflair Med/Large Room Cooling | Call for Quote | Call for Quote
TDWV2242G | Water-Cooled 460/3/60 Downflow | 480 3 PH |  | UNIFLAIR ROOM COOLING | Cooling | Uniflair Med/Large Room Cooling | Call for Quote | Call for Quote
TDWV2242L | Downflow,Water-cooled DX Model 2242,575/3/60 | 575 3 PH |  | UNIFLAIR ROOM COOLING | Cooling | Uniflair Med/Large Room Cooling | Call for Quote | Call for Quote
TDWV2542D | Water-Cooled 230/3/60 Downflow | 208 20 |  | UNIFLAIR ROOM COOLING | Cooling | Uniflair Med/Large Room Cooling | Call for Quote | Call for Quote
TDWV2542G | Water-Cooled 460/3/60 Downflow | 480 3 PH |  | UNIFLAIR ROOM COOLING | Cooling | Uniflair Med/Large Room Cooling | Call for Quote | Call for Quote
TDWV2542L | Downflow,Water-cooled DX Model 2542,575/3/60 | 575 3 PH |  | UNIFLAIR ROOM COOLING | Cooling | Uniflair Med/Large Room Cooling | Call for Quote | Call for Quote
TDWV2842D | Water-Cooled 230/3/60 Downflow | 208 20 |  | UNIFLAIR ROOM COOLING | Cooling | Uniflair Med/Large Room Cooling | Call for Quote | Call for Quote
TDWV2842G | Water-Cooled 460/3/60 Downflow | 480 3 PH |  | UNIFLAIR ROOM COOLING | Cooling | Uniflair Med/Large Room Cooling | Call for Quote | Call for Quote
TDWV2842L | Downflow,Water-cooled DX Model 2842,575/3/60 | 575 3 PH |  | UNIFLAIR ROOM COOLING | Cooling | Uniflair Med/Large Room Cooling | Call for Quote | Call for Quote
TUAV0511D | Air-Cooled 230/3/60 Upflow |  |  | UNIFLAIR ROOM COOLING | Cooling | Uniflair Med/Large Room Cooling | Call for Quote | Call for Quote
TUAV0511G | Air-Cooled 460/3/60 Upflow |  |  | UNIFLAIR ROOM COOLING | Cooling | Uniflair Med/Large Room Cooling | Call for Quote | Call for Quote
TUAV0511L | Upflow,Air-cooled DX Model 0511,575/3/60 |  |  | UNIFLAIR ROOM COOLING | Cooling | Uniflair Med/Large Room Cooling | Call for Quote | Call for Quote
TUAV0611D | Air-Cooled 230/3/60 Upflow |  |  | UNIFLAIR ROOM COOLING | Cooling | Uniflair Med/Large Room Cooling | Call for Quote | Call for Quote
TUAV0611G | Air-Cooled 460/3/60 Upflow |  |  | UNIFLAIR ROOM COOLING | Cooling | Uniflair Med/Large Room Cooling | Call for Quote | Call for Quote
TUAV0611L | Upflow,Air-cooled DX Model 0611,575/3/60 |  |  | UNIFLAIR ROOM COOLING | Cooling | Uniflair Med/Large Room Cooling | Call for Quote | Call for Quote
TUAV0921D | Air-Cooled 230/3/60 Upflow |  |  | UNIFLAIR ROOM COOLING | Cooling | Uniflair Med/Large Room Cooling | Call for Quote | Call for Quote
TUAV0921G | Air-Cooled 460/3/60 Upflow |  |  | UNIFLAIR ROOM COOLING | Cooling | Uniflair Med/Large Room Cooling | Call for Quote | Call for Quote
TUAV0921L | Upflow,Air-cooled DX Model 0921,575/3/60 |  |  | UNIFLAIR ROOM COOLING | Cooling | Uniflair Med/Large Room Cooling | Call for Quote | Call for Quote
TUAV1121D | Air-Cooled 230/3/60 Upflow |  |  | UNIFLAIR ROOM COOLING | Cooling | Uniflair Med/Large Room Cooling | Call for Quote | Call for Quote
TUAV1121G | Air-Cooled 460/3/60 Upflow |  |  | UNIFLAIR ROOM COOLING | Cooling | Uniflair Med/Large Room Cooling | Call for Quote | Call for Quote
TUAV1121L | Upflow,Air-cooled DX Model 1121,575/3/60 |  |  | UNIFLAIR ROOM COOLING | Cooling | Uniflair Med/Large Room Cooling | Call for Quote | Call for Quote
TUAV1422D | Air-Cooled 230/3/60 Upflow |  |  | UNIFLAIR ROOM COOLING | Cooling | Uniflair Med/Large Room Cooling | Call for Quote | Call for Quote
TUAV1422G | Air-Cooled 460/3/60 Upflow |  |  | UNIFLAIR ROOM COOLING | Cooling | Uniflair Med/Large Room Cooling | Call for Quote | Call for Quote
TUAV1422L | Upflow,Air-cooled DX Model 1422,575/3/60 |  |  | UNIFLAIR ROOM COOLING | Cooling | Uniflair Med/Large Room Cooling | Call for Quote | Call for Quote
TUAV1622D | Air-Cooled 230/3/60 Upflow |  |  | UNIFLAIR ROOM COOLING | Cooling | Uniflair Med/Large Room Cooling | Call for Quote | Call for Quote
TUAV1622G | Air-Cooled 460/3/60 Upflow |  |  | UNIFLAIR ROOM COOLING | Cooling | Uniflair Med/Large Room Cooling | Call for Quote | Call for Quote
TUAV1622L | Upflow,Air-cooled DX Model 1622,575/3/60 |  |  | UNIFLAIR ROOM COOLING | Cooling | Uniflair Med/Large Room Cooling | Call for Quote | Call for Quote
TUAV1822D | Air-Cooled 230/3/60 Upflow |  |  | UNIFLAIR ROOM COOLING | Cooling | Uniflair Med/Large Room Cooling | Call for Quote | Call for Quote
TUAV1822G | Air-Cooled 460/3/60 Upflow |  |  | UNIFLAIR ROOM COOLING | Cooling | Uniflair Med/Large Room Cooling | Call for Quote | Call for Quote
TUAV1822L | Upflow,Air-cooled DX Model 1822,575/3/60 |  |  | UNIFLAIR ROOM COOLING | Cooling | Uniflair Med/Large Room Cooling | Call for Quote | Call for Quote
TUAV2242D | Air-Cooled 230/3/60 Upflow |  |  | UNIFLAIR ROOM COOLING | Cooling | Uniflair Med/Large Room Cooling | Call for Quote | Call for Quote
TUAV2242G | Air-Cooled 460/3/60 Upflow |  |  | UNIFLAIR ROOM COOLING | Cooling | Uniflair Med/Large Room Cooling | Call for Quote | Call for Quote
TUAV2242L | Upflow,Air-cooled DX Model 2242,575/3/60 |  |  | UNIFLAIR ROOM COOLING | Cooling | Uniflair Med/Large Room Cooling | Call for Quote | Call for Quote
TUAV2542D | Air-Cooled 230/3/60 Upflow |  |  | UNIFLAIR ROOM COOLING | Cooling | Uniflair Med/Large Room Cooling | Call for Quote | Call for Quote
TUAV2542G | Air-Cooled 460/3/60 Upflow |  |  | UNIFLAIR ROOM COOLING | Cooling | Uniflair Med/Large Room Cooling | Call for Quote | Call for Quote
TUAV2542L | Upflow,Air-cooled DX Model 2542,575/3/60 |  |  | UNIFLAIR ROOM COOLING | Cooling | Uniflair Med/Large Room Cooling | Call for Quote | Call for Quote
TUAV3342D | Air-Cooled 230/3/60 Upflow |  |  | UNIFLAIR ROOM COOLING | Cooling | Uniflair Med/Large Room Cooling | Call for Quote | Call for Quote
TUAV3342G | Air-Cooled 460/3/60 Upflow |  |  | UNIFLAIR ROOM COOLING | Cooling | Uniflair Med/Large Room Cooling | Call for Quote | Call for Quote
TUAV3342L | Upflow,Air-cooled DX Model 3342,575/3/60 |  |  | UNIFLAIR ROOM COOLING | Cooling | Uniflair Med/Large Room Cooling | Call for Quote | Call for Quote
TUAVQ | Uniflair Air-Cooled CRAC, Upflow |  |  | UNIFLAIR ROOM COOLING | Cooling | Uniflair Med/Large Room Cooling | Call for Quote | Call for Quote
TUCV0700D | 23kW Chilled Water 208-230/3/60 Upflow | 208 20 |  | UNIFLAIR ROOM COOLING | Cooling | Uniflair Med/Large Room Cooling | Call for Quote | Call for Quote
TUCV0700G | 23kW Chilled Water 460/3/60 Upflow | 460 3 PH |  | UNIFLAIR ROOM COOLING | Cooling | Uniflair Med/Large Room Cooling | Call for Quote | Call for Quote
TUCV1000D | 31kW Chilled Water 208-230/3/60 Upflow | 208 20 |  | UNIFLAIR ROOM COOLING | Cooling | Uniflair Med/Large Room Cooling | Call for Quote | Call for Quote
TUCV1000G | 31kW Chilled Water 460/3/60 Upflow | 460 3 PH |  | UNIFLAIR ROOM COOLING | Cooling | Uniflair Med/Large Room Cooling | Call for Quote | Call for Quote
TUCV1200D | 37kW Chilled Water 208-230/3/60 Upflow | 208 20 |  | UNIFLAIR ROOM COOLING | Cooling | Uniflair Med/Large Room Cooling | Call for Quote | Call for Quote
TUCV1200G | 37kW Chilled Water 460/3/60 Upflow | 460 3 PH |  | UNIFLAIR ROOM COOLING | Cooling | Uniflair Med/Large Room Cooling | Call for Quote | Call for Quote
TUCV1700D | 51kW Chilled Water 208-230/3/60 Upflow | 208 20 |  | UNIFLAIR ROOM COOLING | Cooling | Uniflair Med/Large Room Cooling | Call for Quote | Call for Quote
TUCV1700G | 51kW Chilled Water 460/3/60 Upflow | 460 3 PH |  | UNIFLAIR ROOM COOLING | Cooling | Uniflair Med/Large Room Cooling | Call for Quote | Call for Quote
TUCV2500D | 70kW Chilled Water 208-230/3/60 Upflow | 208 20 |  | UNIFLAIR ROOM COOLING | Cooling | Uniflair Med/Large Room Cooling | Call for Quote | Call for Quote
TUCV2500G | 70kW Chilled Water 460/3/60 Upflow | 460 3 PH |  | UNIFLAIR ROOM COOLING | Cooling | Uniflair Med/Large Room Cooling | Call for Quote | Call for Quote
TUCV3400D | 92kW Chilled Water 208-230/3/60 Upflow | 208 20 |  | UNIFLAIR ROOM COOLING | Cooling | Uniflair Med/Large Room Cooling | Call for Quote | Call for Quote
TUCV3400G | 92kW Chilled Water 460/3/60 Upflow | 460 3 PH |  | UNIFLAIR ROOM COOLING | Cooling | Uniflair Med/Large Room Cooling | Call for Quote | Call for Quote
TUCV4000D | 102kW Chilled Water 208-230/3/60 Upflow | 208 20 |  | UNIFLAIR ROOM COOLING | Cooling | Uniflair Med/Large Room Cooling | Call for Quote | Call for Quote
TUCV4000G | 102kW Chilled Water 460/3/60 Upflow | 460 3 PH |  | UNIFLAIR ROOM COOLING | Cooling | Uniflair Med/Large Room Cooling | Call for Quote | Call for Quote
TUDV0511D | Twin-Cooled (Water-Cooled) 230/3/60 Upflow | 208 20 |  | UNIFLAIR ROOM COOLING | Cooling | Uniflair Med/Large Room Cooling | Call for Quote | Call for Quote
TUDV0511G | Twin-Cooled (Water-Cooled) 460/3/60 Upflow | 480 3 PH |  | UNIFLAIR ROOM COOLING | Cooling | Uniflair Med/Large Room Cooling | Call for Quote | Call for Quote
TUDV0511L | Upflow,Water-cooled Twin Cool Model 0511,575/3/60 |  |  | UNIFLAIR ROOM COOLING | Cooling | Uniflair Med/Large Room Cooling | Call for Quote | Call for Quote
TUDV0611D | Twin-Cooled (Water-Cooled) 230/3/60 Upflow | 208 20 |  | UNIFLAIR ROOM COOLING | Cooling | Uniflair Med/Large Room Cooling | Call for Quote | Call for Quote
TUDV0611G | Twin-Cooled (Water-Cooled) 460/3/60 Upflow | 480 3 PH |  | UNIFLAIR ROOM COOLING | Cooling | Uniflair Med/Large Room Cooling | Call for Quote | Call for Quote
TUDV0611L | Upflow,Water-cooled Twin Cool Model 0611 575/3/60 |  |  | UNIFLAIR ROOM COOLING | Cooling | Uniflair Med/Large Room Cooling | Call for Quote | Call for Quote
TUDV0921D | Twin-Cooled (Water-Cooled) 230/3/60 Upflow | 208 20 |  | UNIFLAIR ROOM COOLING | Cooling | Uniflair Med/Large Room Cooling | Call for Quote | Call for Quote
TUDV0921G | Twin-Cooled (Water-Cooled) 460/3/60 Upflow | 480 3 PH |  | UNIFLAIR ROOM COOLING | Cooling | Uniflair Med/Large Room Cooling | Call for Quote | Call for Quote
TUDV0921L | Upflow,Water-cooled Twin Cool Model 0921,575/3/60 |  |  | UNIFLAIR ROOM COOLING | Cooling | Uniflair Med/Large Room Cooling | Call for Quote | Call for Quote
TUDV1121D | Twin-Cooled (Water-Cooled) 230/3/60 Upflow | 208 20 |  | UNIFLAIR ROOM COOLING | Cooling | Uniflair Med/Large Room Cooling | Call for Quote | Call for Quote
TUDV1121G | Twin-Cooled (Water-Cooled) 460/3/60 Upflow | 480 3 PH |  | UNIFLAIR ROOM COOLING | Cooling | Uniflair Med/Large Room Cooling | Call for Quote | Call for Quote
TUDV1121L | Upflow,Water-cooled Twin Cool Model 1121,575/3/60 |  |  | UNIFLAIR ROOM COOLING | Cooling | Uniflair Med/Large Room Cooling | Call for Quote | Call for Quote
TUDV1422D | Twin-Cooled (Water-Cooled) 230/3/60 Upflow | 208 20 |  | UNIFLAIR ROOM COOLING | Cooling | Uniflair Med/Large Room Cooling | Call for Quote | Call for Quote
TUDV1422G | Twin-Cooled (Water-Cooled) 460/3/60 Upflow | 480 3 PH |  | UNIFLAIR ROOM COOLING | Cooling | Uniflair Med/Large Room Cooling | Call for Quote | Call for Quote
TUDV1422L | Upflow,Water-cooled Twin Cool Model 1422,575/3/60 |  |  | UNIFLAIR ROOM COOLING | Cooling | Uniflair Med/Large Room Cooling | Call for Quote | Call for Quote
TUDV1622D | Twin-Cooled (Water-Cooled) 230/3/60 Upflow | 208 20 |  | UNIFLAIR ROOM COOLING | Cooling | Uniflair Med/Large Room Cooling | Call for Quote | Call for Quote
TUDV1622G | Twin-Cooled (Water-Cooled) 460/3/60 Upflow | 480 3 PH |  | UNIFLAIR ROOM COOLING | Cooling | Uniflair Med/Large Room Cooling | Call for Quote | Call for Quote
TUDV1622L | Upflow,Water-cooled Twin Cool Model 1622,575/3/60 |  |  | UNIFLAIR ROOM COOLING | Cooling | Uniflair Med/Large Room Cooling | Call for Quote | Call for Quote
TUDV1822D | Twin-Cooled (Water-Cooled) 230/3/60 Upflow | 208 20 |  | UNIFLAIR ROOM COOLING | Cooling | Uniflair Med/Large Room Cooling | Call for Quote | Call for Quote
TUDV1822G | Twin-Cooled (Water-Cooled) 460/3/60 Upflow | 480 3 PH |  | UNIFLAIR ROOM COOLING | Cooling | Uniflair Med/Large Room Cooling | Call for Quote | Call for Quote
TUDV1822L | Upflow,Water-cooled Twin Cool Model 1822,575/3/60 |  |  | UNIFLAIR ROOM COOLING | Cooling | Uniflair Med/Large Room Cooling | Call for Quote | Call for Quote
TUDV2242D | Twin-Cooled (Water-Cooled) 230/3/60 Upflow | 208 20 |  | UNIFLAIR ROOM COOLING | Cooling | Uniflair Med/Large Room Cooling | Call for Quote | Call for Quote
TUDV2242G | Twin-Cooled (Water-Cooled) 460/3/60 Upflow | 480 3 PH |  | UNIFLAIR ROOM COOLING | Cooling | Uniflair Med/Large Room Cooling | Call for Quote | Call for Quote
TUDV2242L | Upflow,Water-cooled Twin Cool Model 2242,575/3/60 |  |  | UNIFLAIR ROOM COOLING | Cooling | Uniflair Med/Large Room Cooling | Call for Quote | Call for Quote
TUDV2542D | Twin-Cooled (Water-Cooled) 230/3/60 Upflow | 208 20 |  | UNIFLAIR ROOM COOLING | Cooling | Uniflair Med/Large Room Cooling | Call for Quote | Call for Quote
TUDV2542G | Twin-Cooled (Water-Cooled) 460/3/60 Upflow | 480 3 PH |  | UNIFLAIR ROOM COOLING | Cooling | Uniflair Med/Large Room Cooling | Call for Quote | Call for Quote
TUDV2542L | Upflow,Water-cooled Twin Cool Model 2542,575/3/60 |  |  | UNIFLAIR ROOM COOLING | Cooling | Uniflair Med/Large Room Cooling | Call for Quote | Call for Quote
TUDV2842D | Twin-Cooled (Water-Cooled) 230/3/60 Upflow | 208 20 |  | UNIFLAIR ROOM COOLING | Cooling | Uniflair Med/Large Room Cooling | Call for Quote | Call for Quote
TUDV2842G | Twin-Cooled (Water-Cooled) 460/3/60 Upflow | 480 3 PH |  | UNIFLAIR ROOM COOLING | Cooling | Uniflair Med/Large Room Cooling | Call for Quote | Call for Quote
TUDV2842L | Upflow,Water-cooled Twin Cool Model 2842,575/3/60 |  |  | UNIFLAIR ROOM COOLING | Cooling | Uniflair Med/Large Room Cooling | Call for Quote | Call for Quote
TUEV0511D | Energy Saving 230/3/60 Upflow | 208 20 |  | UNIFLAIR ROOM COOLING | Cooling | Uniflair Med/Large Room Cooling | Call for Quote | Call for Quote
TUEV0511G | Energy Saving 460/3/60 Upflow | 480 3 PH |  | UNIFLAIR ROOM COOLING | Cooling | Uniflair Med/Large Room Cooling | Call for Quote | Call for Quote
TUEV0511L | Upflow,Energy Saving Model 0511,575/3/60 |  |  | UNIFLAIR ROOM COOLING | Cooling | Uniflair Med/Large Room Cooling | Call for Quote | Call for Quote
TUEV0611D | Energy Saving 230/3/60 Upflow | 208 20 |  | UNIFLAIR ROOM COOLING | Cooling | Uniflair Med/Large Room Cooling | Call for Quote | Call for Quote
TUEV0611G | Energy Saving 460/3/60 Upflow | 480 3 PH |  | UNIFLAIR ROOM COOLING | Cooling | Uniflair Med/Large Room Cooling | Call for Quote | Call for Quote
TUEV0611L | Upflow,Energy Saving Model 0611,575/3/60 |  |  | UNIFLAIR ROOM COOLING | Cooling | Uniflair Med/Large Room Cooling | Call for Quote | Call for Quote
TUEV0921D | Energy Saving 230/3/60 Upflow | 208 20 |  | UNIFLAIR ROOM COOLING | Cooling | Uniflair Med/Large Room Cooling | Call for Quote | Call for Quote
TUEV0921G | Energy Saving 460/3/60 Upflow | 480 3 PH |  | UNIFLAIR ROOM COOLING | Cooling | Uniflair Med/Large Room Cooling | Call for Quote | Call for Quote
TUEV0921L | Upflow,Energy Saving Model 0921,575/3/60 |  |  | UNIFLAIR ROOM COOLING | Cooling | Uniflair Med/Large Room Cooling | Call for Quote | Call for Quote
TUEV1121D | Energy Saving 230/3/60 Upflow | 208 20 |  | UNIFLAIR ROOM COOLING | Cooling | Uniflair Med/Large Room Cooling | Call for Quote | Call for Quote
TUEV1121G | Energy Saving 460/3/60 Upflow | 480 3 PH |  | UNIFLAIR ROOM COOLING | Cooling | Uniflair Med/Large Room Cooling | Call for Quote | Call for Quote
TUEV1121L | Upflow,Energy Saving Model 1121,575/3/60 |  |  | UNIFLAIR ROOM COOLING | Cooling | Uniflair Med/Large Room Cooling | Call for Quote | Call for Quote
TUEV1422D | Energy Saving 230/3/60 Upflow | 208 20 |  | UNIFLAIR ROOM COOLING | Cooling | Uniflair Med/Large Room Cooling | Call for Quote | Call for Quote
TUEV1422G | Energy Saving 460/3/60 Upflow | 480 3 PH |  | UNIFLAIR ROOM COOLING | Cooling | Uniflair Med/Large Room Cooling | Call for Quote | Call for Quote
TUEV1422L | Upflow,Energy Saving Model 1422,575/3/60 |  |  | UNIFLAIR ROOM COOLING | Cooling | Uniflair Med/Large Room Cooling | Call for Quote | Call for Quote
TUEV1622D | Energy Saving 230/3/60 Upflow | 208 20 |  | UNIFLAIR ROOM COOLING | Cooling | Uniflair Med/Large Room Cooling | Call for Quote | Call for Quote
TUEV1622G | Energy Saving 460/3/60 Upflow | 480 3 PH |  | UNIFLAIR ROOM COOLING | Cooling | Uniflair Med/Large Room Cooling | Call for Quote | Call for Quote
TUEV1622L | Upflow,Energy Saving Model 1622,575/3/60 |  |  | UNIFLAIR ROOM COOLING | Cooling | Uniflair Med/Large Room Cooling | Call for Quote | Call for Quote
TUEV1822D | Energy Saving 230/3/60 Upflow | 208 20 |  | UNIFLAIR ROOM COOLING | Cooling | Uniflair Med/Large Room Cooling | Call for Quote | Call for Quote
TUEV1822G | Energy Saving 460/3/60 Upflow | 480 3 PH |  | UNIFLAIR ROOM COOLING | Cooling | Uniflair Med/Large Room Cooling | Call for Quote | Call for Quote
TUEV1822L | Upflow,Energy Saving Model 1822,575/3/60 |  |  | UNIFLAIR ROOM COOLING | Cooling | Uniflair Med/Large Room Cooling | Call for Quote | Call for Quote
TUEV2242D | Energy Saving 230/3/60 Upflow | 208 20 |  | UNIFLAIR ROOM COOLING | Cooling | Uniflair Med/Large Room Cooling | Call for Quote | Call for Quote
TUEV2242G | Energy Saving 460/3/60 Upflow | 480 3 PH |  | UNIFLAIR ROOM COOLING | Cooling | Uniflair Med/Large Room Cooling | Call for Quote | Call for Quote
TUEV2242L | Energy Saving 575/3/60 Upflow |  |  | UNIFLAIR ROOM COOLING | Cooling | Uniflair Med/Large Room Cooling | Call for Quote | Call for Quote
TUEV2542D | Energy Saving 230/3/60 Upflow | 208 20 |  | UNIFLAIR ROOM COOLING | Cooling | Uniflair Med/Large Room Cooling | Call for Quote | Call for Quote
TUEV2542G | Energy Saving 460/3/60 Upflow | 480 3 PH |  | UNIFLAIR ROOM COOLING | Cooling | Uniflair Med/Large Room Cooling | Call for Quote | Call for Quote
TUEV2542L | Upflow,Energy Saving Model 2542,575/3/60 |  |  | UNIFLAIR ROOM COOLING | Cooling | Uniflair Med/Large Room Cooling | Call for Quote | Call for Quote
TUEV2842D | Energy Saving 230/3/60 Upflow | 208 20 |  | UNIFLAIR ROOM COOLING | Cooling | Uniflair Med/Large Room Cooling | Call for Quote | Call for Quote
TUEV2842G | Energy Saving 460/3/60 Upflow | 480 3 PH |  | UNIFLAIR ROOM COOLING | Cooling | Uniflair Med/Large Room Cooling | Call for Quote | Call for Quote
TUEV2842L | Upflow,Energy Saving Model 2842,575/3/60 |  |  | UNIFLAIR ROOM COOLING | Cooling | Uniflair Med/Large Room Cooling | Call for Quote | Call for Quote
TUTV0511D | Twin-Cooled (Air-Cooled) 230/3/60 Upflow | 208 20 |  | UNIFLAIR ROOM COOLING | Cooling | Uniflair Med/Large Room Cooling | Call for Quote | Call for Quote
TUTV0511G | Twin-Cooled (Air-Cooled) 460/3/60 Upflow | 480 3 PH |  | UNIFLAIR ROOM COOLING | Cooling | Uniflair Med/Large Room Cooling | Call for Quote | Call for Quote
TUTV0511L | Upflow,Air-colled Twin Cool Model 0511,575/3/60 | 575 3 PH |  | UNIFLAIR ROOM COOLING | Cooling | Uniflair Med/Large Room Cooling | Call for Quote | Call for Quote
TUTV0611D | Twin-Cooled (Air-Cooled) 230/3/60 Upflow | 208 20 |  | UNIFLAIR ROOM COOLING | Cooling | Uniflair Med/Large Room Cooling | Call for Quote | Call for Quote
TUTV0611G | Twin-Cooled (Air-Cooled) 460/3/60 Upflow | 480 3 PH |  | UNIFLAIR ROOM COOLING | Cooling | Uniflair Med/Large Room Cooling | Call for Quote | Call for Quote
TUTV0611L | Upflow,Air-colled Twin Cool Model 0611,575/3/60 | 575 3 PH |  | UNIFLAIR ROOM COOLING | Cooling | Uniflair Med/Large Room Cooling | Call for Quote | Call for Quote
TUTV0921D | Twin-Cooled (Air-Cooled) 230/3/60 Upflow | 208 20 |  | UNIFLAIR ROOM COOLING | Cooling | Uniflair Med/Large Room Cooling | Call for Quote | Call for Quote
TUTV0921G | Twin-Cooled (Air-Cooled) 460/3/60 Upflow | 480 3 PH |  | UNIFLAIR ROOM COOLING | Cooling | Uniflair Med/Large Room Cooling | Call for Quote | Call for Quote
TUTV0921L | Upflow,Air-colled Twin Cool Model 0921,575/3/60 | 575 3 PH |  | UNIFLAIR ROOM COOLING | Cooling | Uniflair Med/Large Room Cooling | Call for Quote | Call for Quote
TUTV1121D | Twin-Cooled (Air-Cooled) 230/3/60 Upflow | 208 20 |  | UNIFLAIR ROOM COOLING | Cooling | Uniflair Med/Large Room Cooling | Call for Quote | Call for Quote
TUTV1121G | Twin-Cooled (Air-Cooled) 460/3/60 Upflow | 480 3 PH |  | UNIFLAIR ROOM COOLING | Cooling | Uniflair Med/Large Room Cooling | Call for Quote | Call for Quote
TUTV1121L | Upflow,Air-colled Twin Cool Model 1121,575/3/60 | 575 3 PH |  | UNIFLAIR ROOM COOLING | Cooling | Uniflair Med/Large Room Cooling | Call for Quote | Call for Quote
TUTV1422D | Twin-Cooled (Air-Cooled) 230/3/60 Upflow | 208 20 |  | UNIFLAIR ROOM COOLING | Cooling | Uniflair Med/Large Room Cooling | Call for Quote | Call for Quote
TUTV1422G | Twin-Cooled (Air-Cooled) 460/3/60 Upflow | 480 3 PH |  | UNIFLAIR ROOM COOLING | Cooling | Uniflair Med/Large Room Cooling | Call for Quote | Call for Quote
TUTV1422L | Upflow,Air-colled Twin Cool Model 1422,575/3/60 | 575 3 PH |  | UNIFLAIR ROOM COOLING | Cooling | Uniflair Med/Large Room Cooling | Call for Quote | Call for Quote
TUTV1622D | Twin-Cooled (Air-Cooled) 230/3/60 Upflow | 208 20 |  | UNIFLAIR ROOM COOLING | Cooling | Uniflair Med/Large Room Cooling | Call for Quote | Call for Quote
TUTV1622G | Twin-Cooled (Air-Cooled) 460/3/60 Upflow | 480 3 PH |  | UNIFLAIR ROOM COOLING | Cooling | Uniflair Med/Large Room Cooling | Call for Quote | Call for Quote
TUTV1622L | Upflow,Air-colled Twin Cool Model 1622,575/3/60 | 575 3 PH |  | UNIFLAIR ROOM COOLING | Cooling | Uniflair Med/Large Room Cooling | Call for Quote | Call for Quote
TUTV1822D | Twin-Cooled (Air-Cooled) 230/3/60 Upflow | 208 20 |  | UNIFLAIR ROOM COOLING | Cooling | Uniflair Med/Large Room Cooling | Call for Quote | Call for Quote
TUTV1822G | Twin-Cooled (Air-Cooled) 460/3/60 Upflow | 480 3 PH |  | UNIFLAIR ROOM COOLING | Cooling | Uniflair Med/Large Room Cooling | Call for Quote | Call for Quote
TUTV1822L | Upflow,Air-colled Twin Cool Model 1822,575/3/60 | 575 3 PH |  | UNIFLAIR ROOM COOLING | Cooling | Uniflair Med/Large Room Cooling | Call for Quote | Call for Quote
TUTV2242D | Twin-Cooled (Air-Cooled) 208-230/3/60 Upflow | 208 20 |  | UNIFLAIR ROOM COOLING | Cooling | Uniflair Med/Large Room Cooling | Call for Quote | Call for Quote
TUTV2242G | Twin-Cooled (Air-Cooled) 460/3/60 Upflow | 480 3 PH |  | UNIFLAIR ROOM COOLING | Cooling | Uniflair Med/Large Room Cooling | Call for Quote | Call for Quote
TUTV2242L | Upflow,Air-colled Twin Cool Model 2242,575/3/60 | 575 3 PH |  | UNIFLAIR ROOM COOLING | Cooling | Uniflair Med/Large Room Cooling | Call for Quote | Call for Quote
TUTV2542D | Twin-Cooled (Air-Cooled) 230/3/60 Upflow | 208 20 |  | UNIFLAIR ROOM COOLING | Cooling | Uniflair Med/Large Room Cooling | Call for Quote | Call for Quote
TUTV2542G | Twin-Cooled (Air-Cooled) 460/3/60 Upflow | 480 3 PH |  | UNIFLAIR ROOM COOLING | Cooling | Uniflair Med/Large Room Cooling | Call for Quote | Call for Quote
TUTV2542L | Upflow,Air-colled Twin Cool Model 2542,575/3/60 | 575 3 PH |  | UNIFLAIR ROOM COOLING | Cooling | Uniflair Med/Large Room Cooling | Call for Quote | Call for Quote
TUTV2842D | Twin-Cooled (Air-Cooled) 230/3/60 Upflow | 208 20 |  | UNIFLAIR ROOM COOLING | Cooling | Uniflair Med/Large Room Cooling | Call for Quote | Call for Quote
TUTV2842G | Twin-Cooled (Air-Cooled) 460/3/60 Upflow | 480 3 PH |  | UNIFLAIR ROOM COOLING | Cooling | Uniflair Med/Large Room Cooling | Call for Quote | Call for Quote
TUTV2842L | Upflow,Air-colled Twin Cool Model 2842,575/3/60 | 575 3 PH |  | UNIFLAIR ROOM COOLING | Cooling | Uniflair Med/Large Room Cooling | Call for Quote | Call for Quote
TUWV0511D | Water-Cooled 230/3/60 Upflow | 208 20 |  | UNIFLAIR ROOM COOLING | Cooling | Uniflair Med/Large Room Cooling | Call for Quote | Call for Quote
TUWV0511G | Water-Cooled 460/3/60 Upflow | 480 3 PH |  | UNIFLAIR ROOM COOLING | Cooling | Uniflair Med/Large Room Cooling | Call for Quote | Call for Quote
TUWV0511L | Upflow,Water-cooled DX Model 0511,575/3/60 | 575 3 PH |  | UNIFLAIR ROOM COOLING | Cooling | Uniflair Med/Large Room Cooling | Call for Quote | Call for Quote
TUWV0611D | Water-Cooled 230/3/60 Upflow | 208 20 |  | UNIFLAIR ROOM COOLING | Cooling | Uniflair Med/Large Room Cooling | Call for Quote | Call for Quote
TUWV0611G | Water-Cooled 460/3/60 Upflow | 480 3 PH |  | UNIFLAIR ROOM COOLING | Cooling | Uniflair Med/Large Room Cooling | Call for Quote | Call for Quote
TUWV0611L | Upflow,Water-cooled DX Model 0611,575/3/60 | 575 3 PH |  | UNIFLAIR ROOM COOLING | Cooling | Uniflair Med/Large Room Cooling | Call for Quote | Call for Quote
TUWV0921D | Water-Cooled 230/3/60 Upflow | 208 20 |  | UNIFLAIR ROOM COOLING | Cooling | Uniflair Med/Large Room Cooling | Call for Quote | Call for Quote
TUWV0921G | Water-Cooled 460/3/60 Upflow | 480 3 PH |  | UNIFLAIR ROOM COOLING | Cooling | Uniflair Med/Large Room Cooling | Call for Quote | Call for Quote
TUWV0921L | Upflow,Water-cooled DX Model 0921,575/3/60 |  |  | UNIFLAIR ROOM COOLING | Cooling | Uniflair Med/Large Room Cooling | Call for Quote | Call for Quote
TUWV1121D | Water-Cooled 230/3/60 Upflow | 208 20 |  | UNIFLAIR ROOM COOLING | Cooling | Uniflair Med/Large Room Cooling | Call for Quote | Call for Quote
TUWV1121G | Water-Cooled 460/3/60 Upflow | 480 3 PH |  | UNIFLAIR ROOM COOLING | Cooling | Uniflair Med/Large Room Cooling | Call for Quote | Call for Quote
TUWV1121L | Upflow,Water-cooled DX Model 1121,575/3/60 |  |  | UNIFLAIR ROOM COOLING | Cooling | Uniflair Med/Large Room Cooling | Call for Quote | Call for Quote
TUWV1422D | Water-Cooled 230/3/60 Upflow | 208 20 |  | UNIFLAIR ROOM COOLING | Cooling | Uniflair Med/Large Room Cooling | Call for Quote | Call for Quote
TUWV1422G | Water-Cooled 460/3/60 Upflow | 480 3 PH |  | UNIFLAIR ROOM COOLING | Cooling | Uniflair Med/Large Room Cooling | Call for Quote | Call for Quote
TUWV1422L | Upflow,Water-cooled DX Model 1422,575/3/60 |  |  | UNIFLAIR ROOM COOLING | Cooling | Uniflair Med/Large Room Cooling | Call for Quote | Call for Quote
TUWV1622D | Water-Cooled 230/3/60 Upflow | 208 20 |  | UNIFLAIR ROOM COOLING | Cooling | Uniflair Med/Large Room Cooling | Call for Quote | Call for Quote
TUWV1622G | Water-Cooled 460/3/60 Upflow | 480 3 PH |  | UNIFLAIR ROOM COOLING | Cooling | Uniflair Med/Large Room Cooling | Call for Quote | Call for Quote
TUWV1622L | Upflow,Water-cooled DX Model 1622,575/3/60 |  |  | UNIFLAIR ROOM COOLING | Cooling | Uniflair Med/Large Room Cooling | Call for Quote | Call for Quote
TUWV1822D | Water-Cooled 230/3/60 Upflow |  |  | UNIFLAIR ROOM COOLING | Cooling | Uniflair Med/Large Room Cooling | Call for Quote | Call for Quote
TUWV1822G | Water-Cooled 460/3/60 Upflow | 480 3 PH |  | UNIFLAIR ROOM COOLING | Cooling | Uniflair Med/Large Room Cooling | Call for Quote | Call for Quote
TUWV1822L | Upflow,Water-cooled DX Model 1822,575/3/60 |  |  | UNIFLAIR ROOM COOLING | Cooling | Uniflair Med/Large Room Cooling | Call for Quote | Call for Quote
TUWV2242D | Water-Cooled 230/3/60 Upflow | 208 20 |  | UNIFLAIR ROOM COOLING | Cooling | Uniflair Med/Large Room Cooling | Call for Quote | Call for Quote
TUWV2242G | Water-Cooled 460/3/60 Upflow | 480 3 PH |  | UNIFLAIR ROOM COOLING | Cooling | Uniflair Med/Large Room Cooling | Call for Quote | Call for Quote
TUWV2242L | Upflow,Water-cooled DX Model 2242,575/3/60 |  |  | UNIFLAIR ROOM COOLING | Cooling | Uniflair Med/Large Room Cooling | Call for Quote | Call for Quote
TUWV2542D | Water-Cooled 230/3/60 Upflow | 208 20 |  | UNIFLAIR ROOM COOLING | Cooling | Uniflair Med/Large Room Cooling | Call for Quote | Call for Quote
TUWV2542G | Water-Cooled 460/3/60 Upflow | 480 3 PH |  | UNIFLAIR ROOM COOLING | Cooling | Uniflair Med/Large Room Cooling | Call for Quote | Call for Quote
TUWV2542L | Upflow,Water-cooled DX Model 2542,575/3/60 |  |  | UNIFLAIR ROOM COOLING | Cooling | Uniflair Med/Large Room Cooling | Call for Quote | Call for Quote
TUWV2842D | Water-Cooled 230/3/60 Upflow | 208 20 |  | UNIFLAIR ROOM COOLING | Cooling | Uniflair Med/Large Room Cooling | Call for Quote | Call for Quote
TUWV2842G | Water-Cooled 460/3/60 Upflow | 480 3 PH |  | UNIFLAIR ROOM COOLING | Cooling | Uniflair Med/Large Room Cooling | Call for Quote | Call for Quote
TUWV2842L | Upflow,Water-cooled DX Model 2842,575/3/60 |  |  | UNIFLAIR ROOM COOLING | Cooling | Uniflair Med/Large Room Cooling | Call for Quote | Call for Quote
0A-0486 | ARTWORK - DISPLAY BEZEL |  |  | Unknown | Unknown | Unknown | Call for Quote | Call for Quote
0C-G5TGOPT024 | PERSONALIZ SET SM 50KVA |  |  | Unknown | Unknown | Unknown | 4325 | 3676.25
0G-8311 | BCPM 42P KIT ATO |  |  | 3PH POWER DISTRIBUTION | Unknown | Unknown | 8670 | 7369.5
0G-8312 | KIT 100A CT BCPM SPLITCORE ATO |  |  | 3PH POWER DISTRIBUTION | Unknown | Unknown | 207 | 175.95
0G-AF320-AKA-XXU | SUB ASSY AFX-320A4-UD UPFLOW 460/3/60 |  |  | Unknown | Unknown | Unknown | 30515 | 25937.75
0G-AF320-GKA-XXD | SUB ASSY AFX-320G4 DOWNFLOW 460/3/60 |  |  | Unknown | Unknown | Unknown | 20670 | 17569.5
0G-PMMSTD4 | GA XFMR 400KVA MIS, NO MOB, DUAL VOLTAGE |  |  | Unknown | Unknown | Unknown | 59785 | 50817.25
0G-PMMSTD5 | GA XFMR 500KVA NO MIS, NO MOB, DUAL VOLT |  |  | Unknown | Unknown | Unknown | 64920 | 55182
0G-PMMXMR4AW | GA XFMR 400KVA 60HZ 480D/400Y-208Y AL WH |  |  | Unknown | Unknown | Unknown | 58185 | 49457.25
0G-PMMXMR4CW | GA XFMR 400KVA 60HZ 480D/208Y CU ASY WH |  |  | Unknown | Unknown | Unknown | 64005 | 54404.25
0G-PMMXMR5AW | XFMR 500KVA 60HZ 480D/400Y-208Y AL ASY |  |  | Unknown | Unknown | Unknown | 63290 | 53796.5
0G-PMMXMR5CW | GA XFMR CU 500KVA 60HZ 480D/415Y,208Y BK |  |  | Unknown | Unknown | Unknown | 75965 | 64570.25
0G-PSX-B-UM-INTL-EN | INFRASTRUXURE TYPE B USER MANUAL |  |  | Unknown | Unknown | Unknown | 243 | 206.55
0H-0522 | SIDE PNL 2 HOLEW/BRUSH 42U 1200MM BLK SX |  |  | RACKS AND ENCLOSURES | Unknown | Unknown | 484 | 411.4
0H-0845 | REFRIG (G)R410A TUEV2242L (UL) |  |  | Unknown | Unknown | Unknown | Call for Quote | Call for Quote
0H-0846 | COOL ONLY(C) C TD/TU.(V)2242-2542L (UL) |  |  | Unknown | Unknown | Unknown | Call for Quote | Call for Quote
0H-0847 | COOL&HUM(D) D TU.(V)2242-2542L (UL) |  |  | Unknown | Unknown | Unknown | 3370 | 2864.5
0H-0848 | COOL&DEHUM(U) U TD/TU.(V)2242-2542L (UL) |  |  | Unknown | Unknown | Unknown | 190 | 161.5
0H-0849 | ASSY COMMON TUEV2242L 575V 60HZ UL |  |  | Unknown | Unknown | Unknown | 56935 | 48394.75
0H-0904 | REFRIG (G)R410A TUDV2842L (UL) |  |  | Unknown | Unknown | Unknown | Call for Quote | Call for Quote
0H-0905 | REFRIG (J)R410A+VPR 3WAY TUDV2842L (UL) |  |  | Unknown | Unknown | Unknown | 1250 | 1062.5
0H-0906 | REFRIG (I)R410A+REG.PRES. TUDV2842L (UL) |  |  | Unknown | Unknown | Unknown | 632 | 537.2
0H-0907 | REFRIG (H)R410A+VPR 2WAY TUDV2842L (UL) |  |  | Unknown | Unknown | Unknown | 1250 | 1062.5
0H-1113A | REFRIG (G)R410A TDAV0511L (UL) |  |  | Unknown | Unknown | Unknown | Call for Quote | Call for Quote
0H-1114A | REFRIG (G)R410A TDAV0611L (UL) |  |  | Unknown | Unknown | Unknown | Call for Quote | Call for Quote
0H-1115A | REFRIG (G)R410A TDAV0921L (UL) |  |  | Unknown | Unknown | Unknown | Call for Quote | Call for Quote
0H-1116A | REFRIG (G)R410A TDAV1121L (UL) |  |  | Unknown | Unknown | Unknown | Call for Quote | Call for Quote
0H-1117A | REFRIG (G)R410A TDAV1422L (UL) |  |  | Unknown | Unknown | Unknown | Call for Quote | Call for Quote
0H-1118A | REFRIG (G)R410A TDAV1622L (UL) |  |  | Unknown | Unknown | Unknown | Call for Quote | Call for Quote
0H-1119A | REFRIG (G)R410A TDAV1822L (UL) |  |  | Unknown | Unknown | Unknown | Call for Quote | Call for Quote
0H-1120A | REFRIG (G)R410A TUAV0511L (UL) |  |  | Unknown | Unknown | Unknown | Call for Quote | Call for Quote
0H-1121A | REFRIG (G)R410A TUAV0611L (UL) |  |  | Unknown | Unknown | Unknown | Call for Quote | Call for Quote
0H-1122A | REFRIG (G)R410A TUAV0921L (UL) |  |  | Unknown | Unknown | Unknown | Call for Quote | Call for Quote
0H-1123A | REFRIG (G)R410A TUAV1121L (UL) |  |  | Unknown | Unknown | Unknown | Call for Quote | Call for Quote
0H-1124A | REFRIG (G)R410A TUAV1422L (UL) |  |  | Unknown | Unknown | Unknown | Call for Quote | Call for Quote
0H-1125A | REFRIG (G)R410A TUAV1622L (UL) |  |  | Unknown | Unknown | Unknown | Call for Quote | Call for Quote
0H-1126A | REFRIG (G)R410A TUAV1822L (UL) |  |  | Unknown | Unknown | Unknown | Call for Quote | Call for Quote
0H-1127A | REFRIG (G)R410A TDTV0511L (UL) |  |  | Unknown | Unknown | Unknown | Call for Quote | Call for Quote
0H-1128A | REFRIG (G)R410A TDTV0611L (UL) |  |  | Unknown | Unknown | Unknown | Call for Quote | Call for Quote
0H-1129A | REFRIG (G)R410A TDTV0921L (UL) |  |  | Unknown | Unknown | Unknown | Call for Quote | Call for Quote
0H-1130A | REFRIG (G)R410A TDTV1121L (UL) |  |  | Unknown | Unknown | Unknown | Call for Quote | Call for Quote
0H-1131A | REFRIG (G)R410A TDTV1422L (UL) |  |  | Unknown | Unknown | Unknown | Call for Quote | Call for Quote
0H-1132A | REFRIG (G)R410A TDTV1622L (UL) |  |  | Unknown | Unknown | Unknown | Call for Quote | Call for Quote
0H-1133A | REFRIG (G)R410A TDTV1822L (UL) |  |  | Unknown | Unknown | Unknown | Call for Quote | Call for Quote
0H-1134A | REFRIG (G)R410A TUTV0511L (UL) |  |  | Unknown | Unknown | Unknown | Call for Quote | Call for Quote
0H-1135A | REFRIG (G)R410A TUTV0611L (UL) |  |  | Unknown | Unknown | Unknown | Call for Quote | Call for Quote
0H-1136A | REFRIG (G)R410A TUTV0921L (UL) |  |  | Unknown | Unknown | Unknown | Call for Quote | Call for Quote
0H-1137A | REFRIG (G)R410A TUTV1121L (UL) |  |  | Unknown | Unknown | Unknown | Call for Quote | Call for Quote
0H-1138A | REFRIG (G)R410A TUTV1422L (UL) |  |  | Unknown | Unknown | Unknown | Call for Quote | Call for Quote
0H-1139A | REFRIG (G)R410A TUTV1622L (UL) |  |  | Unknown | Unknown | Unknown | Call for Quote | Call for Quote
0H-1140A | REFRIG (G)R410A TUTV1822L (UL) |  |  | Unknown | Unknown | Unknown | Call for Quote | Call for Quote
0H-1141A | REFRIG (G)R410A TDWV0511L (UL) |  |  | Unknown | Unknown | Unknown | Call for Quote | Call for Quote
0H-1142A | REFRIG (G)R410A TDWV0611L (UL) |  |  | Unknown | Unknown | Unknown | Call for Quote | Call for Quote
0H-1143A | REFRIG (G)R410A TDWV0921L (UL) |  |  | Unknown | Unknown | Unknown | Call for Quote | Call for Quote
0H-1144A | REFRIG (G)R410A TDWV1121L (UL) |  |  | Unknown | Unknown | Unknown | Call for Quote | Call for Quote
0H-1145A | REFRIG (G)R410A TDWV1422L (UL) |  |  | Unknown | Unknown | Unknown | Call for Quote | Call for Quote
0H-1146A | REFRIG (G)R410A TDWV1622L (UL) |  |  | Unknown | Unknown | Unknown | Call for Quote | Call for Quote
0H-1147A | REFRIG (G)R410A TDWV1822L (UL) |  |  | Unknown | Unknown | Unknown | Call for Quote | Call for Quote
0H-1148A | REFRIG (G)R410A TUWV0511L (UL) |  |  | Unknown | Unknown | Unknown | Call for Quote | Call for Quote
0H-1149A | REFRIG (G)R410A TUWV0611L (UL) |  |  | Unknown | Unknown | Unknown | Call for Quote | Call for Quote
0H-1150A | REFRIG (G)R410A TUWV0921L (UL) |  |  | Unknown | Unknown | Unknown | Call for Quote | Call for Quote
0H-1151A | REFRIG (G)R410A TUWV1121L (UL) |  |  | Unknown | Unknown | Unknown | Call for Quote | Call for Quote
0H-1152A | REFRIG (G)R410A TUWV1422L (UL) |  |  | Unknown | Unknown | Unknown | Call for Quote | Call for Quote
0H-1153A | REFRIG (G)R410A TUWV1622L (UL) |  |  | Unknown | Unknown | Unknown | Call for Quote | Call for Quote
0H-1154A | REFRIG (G)R410A TUWV1822L (UL) |  |  | Unknown | Unknown | Unknown | Call for Quote | Call for Quote
0H-1155A | REFRIG (H)R410A+V.PRESS. TDWV0511L (UL) |  |  | Unknown | Unknown | Unknown | Call for Quote | Call for Quote
0H-1156A | REFRIG (H)R410A+V.PRESS. TDWV0611L (UL) |  |  | Unknown | Unknown | Unknown | Call for Quote | Call for Quote
0H-1157A | REFRIG (H)R410A+V.PRESS. TDWV0921L (UL) |  |  | Unknown | Unknown | Unknown | Call for Quote | Call for Quote
0H-1158A | REFRIG (H)R410A+V.PRESS. TDWV1121L (UL) |  |  | Unknown | Unknown | Unknown | Call for Quote | Call for Quote
0H-1159A | REFRIG (H)R410A+V.PRESS. TDWV1422L (UL) |  |  | Unknown | Unknown | Unknown | Call for Quote | Call for Quote
0H-1160A | REFRIG (H)R410A+V.PRESS. TDWV1622L (UL) |  |  | Unknown | Unknown | Unknown | Call for Quote | Call for Quote
0H-1161A | REFRIG (H)R410A+V.PRESS. TDWV1822L (UL) |  |  | Unknown | Unknown | Unknown | Call for Quote | Call for Quote
0H-1162A | REFRIG (H)R410A+V.PRESS. TUWV0511L (UL) |  |  | Unknown | Unknown | Unknown | Call for Quote | Call for Quote
0H-1163A | REFRIG (H)R410A+V.PRESS. TUWV0611L (UL) |  |  | Unknown | Unknown | Unknown | Call for Quote | Call for Quote
0H-1164A | REFRIG (H)R410A+V.PRESS. TUWV0921L (UL) |  |  | Unknown | Unknown | Unknown | Call for Quote | Call for Quote
0H-1165A | REFRIG (H)R410A+V.PRESS. TUWV1121L (UL) |  |  | Unknown | Unknown | Unknown | Call for Quote | Call for Quote
0H-1166A | REFRIG (H)R410A+V.PRESS. TUWV1422L (UL) |  |  | Unknown | Unknown | Unknown | Call for Quote | Call for Quote
0H-1167A | REFRIG (H)R410A+V.PRESS. TUWV1622L (UL) |  |  | Unknown | Unknown | Unknown | Call for Quote | Call for Quote
0H-1168A | REFRIG (H)R410A+V.PRESS. TUWV1822L (UL) |  |  | Unknown | Unknown | Unknown | Call for Quote | Call for Quote
0H-1169A | REFRIG (I)R410A+REG.PRES. TDWV0511L (UL) |  |  | Unknown | Unknown | Unknown | Call for Quote | Call for Quote
0H-1170A | REFRIG (I)R410A+REG.PRES. TDWV0611L (UL) |  |  | Unknown | Unknown | Unknown | Call for Quote | Call for Quote
0H-1171A | REFRIG (I)R410A+REG.PRES. TDWV0921L (UL) |  |  | Unknown | Unknown | Unknown | Call for Quote | Call for Quote
0H-1172A | REFRIG (I)R410A+REG.PRES. TDWV1121L (UL) |  |  | Unknown | Unknown | Unknown | Call for Quote | Call for Quote
0H-1173A | REFRIG (I)R410A+REG.PRES. TDWV1422L (UL) |  |  | Unknown | Unknown | Unknown | Call for Quote | Call for Quote
0H-1174A | REFRIG (I)R410A+REG.PRES. TDWV1622L (UL) |  |  | Unknown | Unknown | Unknown | Call for Quote | Call for Quote
0H-1175A | REFRIG (I)R410A+REG.PRES. TDWV1822L (UL) |  |  | Unknown | Unknown | Unknown | Call for Quote | Call for Quote
0H-1176A | REFRIG (I)R410A+REG.PRES. TUWV0511L (UL) |  |  | Unknown | Unknown | Unknown | Call for Quote | Call for Quote
0H-1177A | REFRIG (I)R410A+REG.PRES. TUWV0611L (UL) |  |  | Unknown | Unknown | Unknown | Call for Quote | Call for Quote
0H-1178A | REFRIG (I)R410A+REG.PRES. TUWV0921L (UL) |  |  | Unknown | Unknown | Unknown | Call for Quote | Call for Quote
0H-1179A | REFRIG (I)R410A+REG.PRES. TUWV1121L (UL) |  |  | Unknown | Unknown | Unknown | Call for Quote | Call for Quote
0H-1180A | REFRIG (I)R410A+REG.PRES. TUWV1422L (UL) |  |  | Unknown | Unknown | Unknown | Call for Quote | Call for Quote
0H-1181A | REFRIG (I)R410A+REG.PRES. TUWV1622L (UL) |  |  | Unknown | Unknown | Unknown | Call for Quote | Call for Quote
0H-1182A | REFRIG (I)R410A+REG.PRES. TUWV1822L (UL) |  |  | Unknown | Unknown | Unknown | Call for Quote | Call for Quote
0H-1183A | REFRIG (G)R410A TDEV0511L (UL) |  |  | Unknown | Unknown | Unknown | Call for Quote | Call for Quote
0H-1184A | REFRIG (G)R410A TDEV0611L (UL) |  |  | Unknown | Unknown | Unknown | Call for Quote | Call for Quote
0H-1185A | REFRIG (G)R410A TDEV0921L (UL) |  |  | Unknown | Unknown | Unknown | Call for Quote | Call for Quote
0H-1186A | REFRIG (G)R410A TDEV1121L (UL) |  |  | Unknown | Unknown | Unknown | Call for Quote | Call for Quote
0H-1187A | REFRIG (G)R410A TDEV1422L (UL) |  |  | Unknown | Unknown | Unknown | Call for Quote | Call for Quote
0H-1188A | REFRIG (G)R410A TDEV1622L (UL) |  |  | Unknown | Unknown | Unknown | Call for Quote | Call for Quote
0H-1189A | REFRIG (G)R410A TDEV1822L (UL) |  |  | Unknown | Unknown | Unknown | Call for Quote | Call for Quote
0H-1190A | REFRIG (G)R410A TUEV0511L (UL) |  |  | Unknown | Unknown | Unknown | Call for Quote | Call for Quote
0H-1191A | REFRIG (G)R410A TUEV0611L (UL) |  |  | Unknown | Unknown | Unknown | Call for Quote | Call for Quote
0H-1192A | REFRIG (G)R410A TUEV0921L (UL) |  |  | Unknown | Unknown | Unknown | Call for Quote | Call for Quote
0H-1193A | REFRIG (G)R410A TUEV1121L (UL) |  |  | Unknown | Unknown | Unknown | Call for Quote | Call for Quote
0H-1194A | REFRIG (G)R410A TUEV1422L (UL) |  |  | Unknown | Unknown | Unknown | Call for Quote | Call for Quote
0H-1195A | REFRIG (G)R410A TUEV1622L (UL) |  |  | Unknown | Unknown | Unknown | Call for Quote | Call for Quote
0H-1196A | REFRIG (G)R410A TUEV1822L (UL) |  |  | Unknown | Unknown | Unknown | Call for Quote | Call for Quote
0H-1197A | REFRIG (G)R410A TDDV0511L (UL) |  |  | Unknown | Unknown | Unknown | Call for Quote | Call for Quote
0H-1198A | REFRIG (G)R410A TDDV0611L (UL) |  |  | Unknown | Unknown | Unknown | Call for Quote | Call for Quote
0H-1199A | REFRIG (G)R410A TDDV0921L (UL) |  |  | Unknown | Unknown | Unknown | Call for Quote | Call for Quote
0H-1200A | REFRIG (G)R410A TDDV1121L (UL) |  |  | Unknown | Unknown | Unknown | Call for Quote | Call for Quote
0H-1201A | REFRIG (G)R410A TDDV1422L (UL) |  |  | Unknown | Unknown | Unknown | Call for Quote | Call for Quote
0H-1202A | REFRIG (G)R410A TDDV1622L (UL) |  |  | Unknown | Unknown | Unknown | Call for Quote | Call for Quote
0H-1203A | REFRIG (G)R410A TDDV1822L (UL) |  |  | Unknown | Unknown | Unknown | Call for Quote | Call for Quote
0H-1204A | REFRIG (G)R410A TUDV0511L (UL) |  |  | Unknown | Unknown | Unknown | Call for Quote | Call for Quote
0H-1205A | REFRIG (G)R410A TUDV0611L (UL) |  |  | Unknown | Unknown | Unknown | Call for Quote | Call for Quote
0H-1206A | REFRIG (G)R410A TUDV0921L (UL) |  |  | Unknown | Unknown | Unknown | Call for Quote | Call for Quote
0H-1207A | REFRIG (G)R410A TUDV1121L (UL) |  |  | Unknown | Unknown | Unknown | Call for Quote | Call for Quote
0H-1208A | REFRIG (G)R410A TUDV1422L (UL) |  |  | Unknown | Unknown | Unknown | Call for Quote | Call for Quote
0H-1209A | REFRIG (G)R410A TUDV1622L (UL) |  |  | Unknown | Unknown | Unknown | Call for Quote | Call for Quote
0H-1210A | REFRIG (G)R410A TUDV1822L (UL) |  |  | Unknown | Unknown | Unknown | Call for Quote | Call for Quote
0H-1211A | REFRIG (H)R410A+V.PRESS. TDDV0511L (UL) |  |  | Unknown | Unknown | Unknown | Call for Quote | Call for Quote
0H-1212A | REFRIG (H)R410A+V.PRESS. TDDV0611L (UL) |  |  | Unknown | Unknown | Unknown | Call for Quote | Call for Quote
0H-1213A | REFRIG (H)R410A+V.PRESS. TDDV0921L (UL) |  |  | Unknown | Unknown | Unknown | Call for Quote | Call for Quote
0H-1214A | REFRIG (H)R410A+V.PRESS. TDDV1121L (UL) |  |  | Unknown | Unknown | Unknown | Call for Quote | Call for Quote
0H-1215A | REFRIG (H)R410A+V.PRESS. TDDV1422L (UL) |  |  | Unknown | Unknown | Unknown | Call for Quote | Call for Quote
0H-1216A | REFRIG (H)R410A+V.PRESS. TDDV1622L (UL) |  |  | Unknown | Unknown | Unknown | Call for Quote | Call for Quote
0H-1217A | REFRIG (H)R410A+V.PRESS. TDDV1822L (UL) |  |  | Unknown | Unknown | Unknown | Call for Quote | Call for Quote
0H-1218A | REFRIG (H)R410A+V.PRESS. TUDV0511L (UL) |  |  | Unknown | Unknown | Unknown | Call for Quote | Call for Quote
0H-1219A | REFRIG (H)R410A+V.PRESS. TUDV0611L (UL) |  |  | Unknown | Unknown | Unknown | Call for Quote | Call for Quote
0H-1220A | REFRIG (H)R410A+V.PRESS. TUDV0921L (UL) |  |  | Unknown | Unknown | Unknown | Call for Quote | Call for Quote
0H-1221A | REFRIG (H)R410A+V.PRESS. TUDV1121L (UL) |  |  | Unknown | Unknown | Unknown | Call for Quote | Call for Quote
0H-1222A | REFRIG (H)R410A+V.PRESS. TUDV1422L (UL) |  |  | Unknown | Unknown | Unknown | Call for Quote | Call for Quote
0H-1223A | REFRIG (H)R410A+V.PRESS. TUDV1622L (UL) |  |  | Unknown | Unknown | Unknown | Call for Quote | Call for Quote
0H-1224A | REFRIG (H)R410A+V.PRESS. TUDV1822L (UL) |  |  | Unknown | Unknown | Unknown | Call for Quote | Call for Quote
0H-1225A | REFRIG (I)R410A+REG.PRES. TDDV0511L (UL) |  |  | Unknown | Unknown | Unknown | Call for Quote | Call for Quote
0H-1226A | REFRIG (I)R410A+REG.PRES. TDDV0611L (UL) |  |  | Unknown | Unknown | Unknown | Call for Quote | Call for Quote
0H-1227A | REFRIG (I)R410A+REG.PRES. TDDV0921L (UL) |  |  | Unknown | Unknown | Unknown | Call for Quote | Call for Quote
0H-1228A | REFRIG (I)R410A+REG.PRES. TDDV1121L (UL) |  |  | Unknown | Unknown | Unknown | Call for Quote | Call for Quote
0H-1229A | REFRIG (I)R410A+REG.PRES. TDDV1422L (UL) |  |  | Unknown | Unknown | Unknown | Call for Quote | Call for Quote
0H-1230A | REFRIG (I)R410A+REG.PRES. TDDV1622L (UL) |  |  | Unknown | Unknown | Unknown | Call for Quote | Call for Quote
0H-1231A | REFRIG (I)R410A+REG.PRES. TDDV1822L (UL) |  |  | Unknown | Unknown | Unknown | Call for Quote | Call for Quote
0H-1232A | REFRIG (I)R410A+REG.PRES. TUDV0511L (UL) |  |  | Unknown | Unknown | Unknown | Call for Quote | Call for Quote
0H-1233A | REFRIG (I)R410A+REG.PRES. TUDV0611L (UL) |  |  | Unknown | Unknown | Unknown | Call for Quote | Call for Quote
0H-1234A | REFRIG (I)R410A+REG.PRES. TUDV0921L (UL) |  |  | Unknown | Unknown | Unknown | Call for Quote | Call for Quote
0H-1235A | REFRIG (I)R410A+REG.PRES. TUDV1121L (UL) |  |  | Unknown | Unknown | Unknown | Call for Quote | Call for Quote
0H-1236A | REFRIG (I)R410A+REG.PRES. TUDV1422L (UL) |  |  | Unknown | Unknown | Unknown | Call for Quote | Call for Quote
0H-1237A | REFRIG (I)R410A+REG.PRES. TUDV1622L (UL) |  |  | Unknown | Unknown | Unknown | Call for Quote | Call for Quote
0H-1238A | REFRIG (I)R410A+REG.PRES. TUDV1822L (UL) |  |  | Unknown | Unknown | Unknown | Call for Quote | Call for Quote
0H-1239A | REFRIG (J)R410A+VPR 3WAY TDWV0511L (UL) |  |  | Unknown | Unknown | Unknown | Call for Quote | Call for Quote
0H-1240A | REFRIG (J)R410A+VPR 3WAY TDWV0611L (UL) |  |  | Unknown | Unknown | Unknown | Call for Quote | Call for Quote
0H-1241A | REFRIG (J)R410A+VPR 3WAY TDWV0921L (UL) |  |  | Unknown | Unknown | Unknown | Call for Quote | Call for Quote
0H-1242A | REFRIG (J)R410A+VPR 3WAY TDWV1121L (UL) |  |  | Unknown | Unknown | Unknown | Call for Quote | Call for Quote
0H-1243A | REFRIG (J)R410A+VPR 3WAY TDWV1422L (UL) |  |  | Unknown | Unknown | Unknown | Call for Quote | Call for Quote
0H-1244A | REFRIG (J)R410A+VPR 3WAY TDWV1622L (UL) |  |  | Unknown | Unknown | Unknown | Call for Quote | Call for Quote
0H-1245A | REFRIG (J)R410A+VPR 3WAY TDWV1822L (UL) |  |  | Unknown | Unknown | Unknown | Call for Quote | Call for Quote
0H-1246A | REFRIG (J)R410A+VPR 3WAY TUWV0511L (UL) |  |  | Unknown | Unknown | Unknown | Call for Quote | Call for Quote
0H-1247A | REFRIG (J)R410A+VPR 3WAY TUWV0611L (UL) |  |  | Unknown | Unknown | Unknown | Call for Quote | Call for Quote
0H-1248A | REFRIG (J)R410A+VPR 3WAY TUWV0921L (UL) |  |  | Unknown | Unknown | Unknown | Call for Quote | Call for Quote
0H-1249A | REFRIG (J)R410A+VPR 3WAY TUWV1121L (UL) |  |  | Unknown | Unknown | Unknown | Call for Quote | Call for Quote
0H-1250A | REFRIG (J)R410A+VPR 3WAY TUWV1422L (UL) |  |  | Unknown | Unknown | Unknown | Call for Quote | Call for Quote
0H-1251A | REFRIG (J)R410A+VPR 3WAY TUWV1622L (UL) |  |  | Unknown | Unknown | Unknown | Call for Quote | Call for Quote
0H-1252A | REFRIG (J)R410A+VPR 3WAY TUWV1822L (UL) |  |  | Unknown | Unknown | Unknown | Call for Quote | Call for Quote
0H-1253A | REFRIG (J)R410A+VPR 3WAY TDDV0511L (UL) |  |  | Unknown | Unknown | Unknown | Call for Quote | Call for Quote
0H-1254A | REFRIG (J)R410A+VPR 3WAY TDDV0611L (UL) |  |  | Unknown | Unknown | Unknown | Call for Quote | Call for Quote
0H-1255A | REFRIG (J)R410A+VPR 3WAY TDDV0921L (UL) |  |  | Unknown | Unknown | Unknown | Call for Quote | Call for Quote
0H-1256A | REFRIG (J)R410A+VPR 3WAY TDDV1121L (UL) |  |  | Unknown | Unknown | Unknown | Call for Quote | Call for Quote
0H-1257A | REFRIG (J)R410A+VPR 3WAY TDDV1422L (UL) |  |  | Unknown | Unknown | Unknown | Call for Quote | Call for Quote
0H-1258A | REFRIG (J)R410A+VPR 3WAY TDDV1622L (UL) |  |  | Unknown | Unknown | Unknown | Call for Quote | Call for Quote
0H-1259A | REFRIG (J)R410A+VPR 3WAY TDDV1822L (UL) |  |  | Unknown | Unknown | Unknown | Call for Quote | Call for Quote
0H-1260A | REFRIG (J)R410A+VPR 3WAY TUDV0511L (UL) |  |  | Unknown | Unknown | Unknown | Call for Quote | Call for Quote
0H-1261A | REFRIG (J)R410A+VPR 3WAY TUDV0611L (UL) |  |  | Unknown | Unknown | Unknown | Call for Quote | Call for Quote
0H-1262A | REFRIG (J)R410A+VPR 3WAY TUDV0921L (UL) |  |  | Unknown | Unknown | Unknown | Call for Quote | Call for Quote
0H-1263A | REFRIG (J)R410A+VPR 3WAY TUDV1121L (UL) |  |  | Unknown | Unknown | Unknown | Call for Quote | Call for Quote
0H-1264A | REFRIG (J)R410A+VPR 3WAY TUDV1422L (UL) |  |  | Unknown | Unknown | Unknown | Call for Quote | Call for Quote
0H-1265A | REFRIG (J)R410A+VPR 3WAY TUDV1622L (UL) |  |  | Unknown | Unknown | Unknown | Call for Quote | Call for Quote
0H-1266A | REFRIG (J)R410A+VPR 3WAY TUDV1822L (UL) |  |  | Unknown | Unknown | Unknown | Call for Quote | Call for Quote
0H-1268 | COOL ONLY(C) C TD/TU.(V)0921L (UL) |  |  | Unknown | Unknown | Unknown | Call for Quote | Call for Quote
0H-1287 | ASSY COMMON TDAV0511L 575V 60Hz UL |  |  | Unknown | Unknown | Unknown | 25700 | 21845
0H-1288 | ASSY COMMON TDAV0611L 575V 60Hz UL |  |  | Unknown | Unknown | Unknown | 25825 | 21951.25
0H-1289 | ASSY COMMON TDAV0921L 575V 60Hz UL |  |  | Unknown | Unknown | Unknown | 28820 | 24497
0H-1290 | ASSY COMMON TDAV1121L 575V 60Hz UL |  |  | Unknown | Unknown | Unknown | 39985 | 33987.25
0H-1291 | ASSY COMMON TDAV1422L 575V 60Hz UL |  |  | Unknown | Unknown | Unknown | 39685 | 33732.25
0H-1292 | ASSY COMMON TDAV1622L 575V 60Hz UL |  |  | Unknown | Unknown | Unknown | 40920 | 34782
0H-1293 | ASSY COMMON TDAV1822L 575V 60Hz UL |  |  | Unknown | Unknown | Unknown | 42155 | 35831.75
0H-1294 | ASSY COMMON TUAV0511L 575V 60Hz UL |  |  | Unknown | Unknown | Unknown | 25700 | 21845
0H-1295 | ASSY COMMON TUAV0611L 575V 60Hz UL |  |  | Unknown | Unknown | Unknown | 25825 | 21951.25
0H-1296 | ASSY COMMON TUAV0921L 575V 60Hz UL |  |  | Unknown | Unknown | Unknown | 28820 | 24497
0H-1297 | ASSY COMMON TUAV1121L 575V 60Hz UL |  |  | Unknown | Unknown | Unknown | 38820 | 32997
0H-1298 | ASSY COMMON TUAV1422L 575V 60Hz UL |  |  | Unknown | Unknown | Unknown | 39685 | 33732.25
0H-1299 | ASSY COMMON TUAV1622L 575V 60Hz UL |  |  | Unknown | Unknown | Unknown | 40920 | 34782
0H-1300 | ASSY COMMON TUAV1822L 575V 60Hz UL |  |  | Unknown | Unknown | Unknown | 42155 | 35831.75
0H-1301 | ASSY COMMON TDTV0511L 575V 60Hz UL |  |  | Unknown | Unknown | Unknown | 27430 | 23315.5
0H-1302 | ASSY COMMON TDTV0611L 575V 60Hz UL |  |  | Unknown | Unknown | Unknown | 28170 | 23944.5
0H-1303 | ASSY COMMON TDTV0921L 575V 60Hz UL |  |  | Unknown | Unknown | Unknown | 31290 | 26596.5
0H-1304 | ASSY COMMON TDTV1121L 575V 60Hz UL |  |  | Unknown | Unknown | Unknown | 39685 | 33732.25
0H-1305 | ASSY COMMON TDTV1422L 575V 60Hz UL |  |  | Unknown | Unknown | Unknown | 44255 | 37616.75
0H-1306 | ASSY COMMON TDTV1622L 575V 60Hz UL |  |  | Unknown | Unknown | Unknown | 45240 | 38454
0H-1307 | ASSY COMMON TDTV1822L 575V 60Hz UL |  |  | Unknown | Unknown | Unknown | 45985 | 39087.25
0H-1308 | ASSY COMMON TUTV0511L 575V 60Hz UL |  |  | Unknown | Unknown | Unknown | 27430 | 23315.5
0H-1309 | ASSY COMMON TUTV0611L 575V 60Hz UL |  |  | Unknown | Unknown | Unknown | 28170 | 23944.5
0H-1310 | ASSY COMMON TUTV0921L 575V 60Hz UL |  |  | Unknown | Unknown | Unknown | 31290 | 26596.5
0H-1311 | ASSY COMMON TUTV1121L 575V 60Hz UL |  |  | Unknown | Unknown | Unknown | 39685 | 33732.25
0H-1312 | ASSY COMMON TUTV1422L 575V 60Hz UL |  |  | Unknown | Unknown | Unknown | 44255 | 37616.75
0H-1313 | ASSY COMMON TUTV1622L 575V 60Hz UL |  |  | Unknown | Unknown | Unknown | 45240 | 38454
0H-1314 | ASSY COMMON TUTV1822L 575V 60Hz UL |  |  | Unknown | Unknown | Unknown | 45985 | 39087.25
0H-1315 | ASSY COMMON TDWV0511L 575V 60Hz UL |  |  | Unknown | Unknown | Unknown | 25085 | 21322.25
0H-1316 | ASSY COMMON TDWV0611L 575V 60Hz UL |  |  | Unknown | Unknown | Unknown | 25825 | 21951.25
0H-1317 | ASSY COMMON TDWV0921L 575V 60Hz UL |  |  | Unknown | Unknown | Unknown | 27340 | 23239
0H-1318 | ASSY COMMON TDWV1121L 575V 60Hz UL |  |  | Unknown | Unknown | Unknown | 39685 | 33732.25
0H-1319 | ASSY COMMON TDWV1422L 575V 60Hz UL |  |  | Unknown | Unknown | Unknown | 40425 | 34361.25
0H-1320 | ASSY COMMON TDWV1622L 575V 60Hz UL |  |  | Unknown | Unknown | Unknown | 39930 | 33940.5
0H-1321 | ASSY COMMON TDWV1822L 575V 60Hz UL |  |  | Unknown | Unknown | Unknown | 40180 | 34153
0H-1322 | ASSY COMMON TUWV0511L 575V 60Hz UL |  |  | Unknown | Unknown | Unknown | 25085 | 21322.25
0H-1323 | ASSY COMMON TUWV0611L 575V 60Hz UL |  |  | Unknown | Unknown | Unknown | 25825 | 21951.25
0H-1324 | ASSY COMMON TUWV0921L 575V 60Hz UL |  |  | Unknown | Unknown | Unknown | 27340 | 23239
0H-1325 | ASSY COMMON TUWV1121L 575V 60Hz UL |  |  | Unknown | Unknown | Unknown | 33760 | 28696
0H-1326 | ASSY COMMON TUWV1422L 575V 60Hz UL |  |  | Unknown | Unknown | Unknown | 40425 | 34361.25
0H-1327 | ASSY COMMON TUWV1622L 575V 60Hz UL |  |  | Unknown | Unknown | Unknown | 39930 | 33940.5
0H-1328 | ASSY COMMON TUWV1822L 575V 60Hz UL |  |  | Unknown | Unknown | Unknown | 40180 | 34153
0H-1329 | ASSY COMMON TDEV0511L 575V 60Hz UL |  |  | Unknown | Unknown | Unknown | 26320 | 22372
0H-1330 | ASSY COMMON TDEV0611L 575V 60Hz UL |  |  | Unknown | Unknown | Unknown | 27180 | 23103
0H-1331 | ASSY COMMON TDEV0921L 575V 60Hz UL |  |  | Unknown | Unknown | Unknown | 31040 | 26384
0H-1332 | ASSY COMMON TDEV1121L 575V 60Hz UL |  |  | Unknown | Unknown | Unknown | 39930 | 33940.5
0H-1333 | ASSY COMMON TDEV1422L 575V 60Hz UL |  |  | Unknown | Unknown | Unknown | 42650 | 36252.5
0H-1334 | ASSY COMMON TDEV1622L 575V 60Hz UL |  |  | Unknown | Unknown | Unknown | 43390 | 36881.5
0H-1335 | ASSY COMMON TDEV1822L 575V 60Hz UL |  |  | Unknown | Unknown | Unknown | 44625 | 37931.25
0H-1336 | ASSY COMMON TUEV0511L 575V 60Hz UL |  |  | Unknown | Unknown | Unknown | 26320 | 22372
0H-1337 | ASSY COMMON TUEV0611L 575V 60Hz UL |  |  | Unknown | Unknown | Unknown | 27180 | 23103
0H-1338 | ASSY COMMON TUEV0921L 575V 60Hz UL |  |  | Unknown | Unknown | Unknown | 31040 | 26384
0H-1339 | ASSY COMMON TUEV1121L 575V 60Hz UL |  |  | Unknown | Unknown | Unknown | 39930 | 33940.5
0H-1340 | ASSY COMMON TUEV1422L 575V 60Hz UL |  |  | Unknown | Unknown | Unknown | 42650 | 36252.5
0H-1341 | ASSY COMMON TUEV1622L 575V 60Hz UL |  |  | Unknown | Unknown | Unknown | 43390 | 36881.5
0H-1342 | ASSY COMMON TUEV1822L 575V 60Hz UL |  |  | Unknown | Unknown | Unknown | 50795 | 43175.75
0H-1343 | ASSY COMMON TDDV0511L 575V 60Hz UL |  |  | Unknown | Unknown | Unknown | 27180 | 23103
0H-1344 | ASSY COMMON TDDV0611L 575V 60Hz UL |  |  | Unknown | Unknown | Unknown | 27800 | 23630
0H-1345 | ASSY COMMON TDDV0921L 575V 60Hz UL |  |  | Unknown | Unknown | Unknown | 31040 | 26384
0H-1346 | ASSY COMMON TDDV1121L 575V 60Hz UL |  |  | Unknown | Unknown | Unknown | 39685 | 33732.25
0H-1347 | ASSY COMMON TDDV1422L 575V 60Hz UL |  |  | Unknown | Unknown | Unknown | 42775 | 36358.75
0H-1348 | ASSY COMMON TDDV1622L 575V 60Hz UL |  |  | Unknown | Unknown | Unknown | 44625 | 37931.25
0H-1349 | ASSY COMMON TDDV1822L 575V 60Hz UL |  |  | Unknown | Unknown | Unknown | 45735 | 38874.75
0H-1350 | ASSY COMMON TUDV0511L 575V 60Hz UL |  |  | Unknown | Unknown | Unknown | 58165 | 49440.25
0H-1351 | ASSY COMMON TUDV0611L 575V 60Hz UL |  |  | Unknown | Unknown | Unknown | 59400 | 50490
0H-1352 | ASSY COMMON TUDV0921L 575V 60Hz UL |  |  | Unknown | Unknown | Unknown | 60635 | 51539.75
0H-1353 | ASSY COMMON TUDV1121L 575V 60Hz UL |  |  | Unknown | Unknown | Unknown | 27800 | 23630
0H-1354 | ASSY COMMON TUDV1422L 575V 60Hz UL |  |  | Unknown | Unknown | Unknown | 27800 | 23630
0H-1355 | ASSY COMMON TUDV1622L 575V 60Hz UL |  |  | Unknown | Unknown | Unknown | 31040 | 26384
0H-1356 | ASSY COMMON TUDV1822L 575V 60Hz UL |  |  | Unknown | Unknown | Unknown | 39685 | 33732.25
0H-1361 | REFRIG (G)R410A TUAV2542L (UL) |  |  | Unknown | Unknown | Unknown | Call for Quote | Call for Quote
0H-1362 | REFRIG (G)R410A TUAV3342L (UL) |  |  | Unknown | Unknown | Unknown | Call for Quote | Call for Quote
0H-1452 | COOL ONLY(C) C TD/TU.(V)1422L (UL) |  |  | FSB SPARES | Unknown | Unknown | Call for Quote | Call for Quote
0H-1453 | SCCR ENHANCED TU F3 230V (D) UNIFLAIR LE |  |  | Unknown | Unknown | Unknown | 223 | 189.55
0H-1454 | SCCR STANDARD TU F3 230V (D) UNIFLAIR LE |  |  | Unknown | Unknown | Unknown | Call for Quote | Call for Quote
0H-1455 | SCCR ENHANCED TD F3 230V (D) UNIFLAIR LE |  |  | Unknown | Unknown | Unknown | 223 | 189.55
0H-1456 | SCCR STANDARD TD F3 230V (D) UNIFLAIR LE |  |  | Unknown | Unknown | Unknown | Call for Quote | Call for Quote
0H-1458 | SCCR STANDARD F5-F6 230V (D) UNIFLAIR LE |  |  | Unknown | Unknown | Unknown | Call for Quote | Call for Quote
0H-1459 | SCCR ENHANCED F5-F6 230V (D) UNIFLAIR LE |  |  | Unknown | Unknown | Unknown | 232 | 197.2
0H-1460 | SCCR ENHANCED F7 D & ELECTRIC HEAT UF LE |  |  | Unknown | Unknown | Unknown | 223 | 189.55
0H-1469 | SCCR STANDARD F7 D & ELCTRC HEAT UF LE |  |  | Unknown | Unknown | Unknown | Call for Quote | Call for Quote
0H-1470 | SCCR STANDARD F4 230V (D) UNIFLAIR LE |  |  | Unknown | Unknown | Unknown | Call for Quote | Call for Quote
0H-1531 | BASE ACCESSORY KIT |  |  | Unknown | Unknown | Unknown | Call for Quote | Call for Quote
0H-1532 | FERRITE ACCESSORY KIT |  |  | Unknown | Unknown | Unknown | Call for Quote | Call for Quote
0H-1779 | FERRITE ACCESSORY KIT EMEA UPS |  |  | Unknown | Unknown | Unknown | Call for Quote | Call for Quote
0H-1788 | FERRITE ACCESSORY KIT SUA5000RMI FAM UPS |  |  | Unknown | Unknown | Unknown | Call for Quote | Call for Quote
0H-1804 | KIT WX 6U INTEGRATION GROUND UPS |  |  | Unknown | Unknown | Unknown | Call for Quote | Call for Quote
0H-1805 | KIT PACKAGING WX 6U AR106V |  |  | Unknown | Unknown | Unknown | Call for Quote | Call for Quote
0H-1810 | KIT GROUND WIRE RACK M6 TO UPS M4 |  |  | Unknown | Unknown | Unknown | Call for Quote | Call for Quote
0H-1811 | KIT GROUND WIRE RACK M6 TO UPS M6 |  |  | Unknown | Unknown | Unknown | Call for Quote | Call for Quote
0H-1812 | KIT WX 6U M4/M4 INTEGRATION GROUND UPS |  |  | Unknown | Unknown | Unknown | Call for Quote | Call for Quote
0H-1813 | KIT WX 6U M4/M5 INTEGRATION GROUND UPS |  |  | Unknown | Unknown | Unknown | Call for Quote | Call for Quote
0H-1815 | KIT GROUND WIRE RACK M6 TO UPS M5 |  |  | Unknown | Unknown | Unknown | Call for Quote | Call for Quote
0L706 | CM CHILLED WATER LIT KIT |  |  | Unknown | Unknown | Unknown | 40 | 34
0L707 | TECH COOL LIT KIT |  |  | Unknown | Unknown | Unknown | Call for Quote | Call for Quote
0L709 | CM LIT KIT |  |  | Unknown | Unknown | Unknown | 73 | 62.05
0L710 | CHILLED WATER LIT KIT |  |  | Unknown | Unknown | Unknown | Call for Quote | Call for Quote
0L1081 | LIT KIT CM-DX15/50 |  |  | Unknown | Unknown | Unknown | 36 | 30.6
0L1108 | MANUAL 80KW- HARDCOPY TYPE B PSX |  |  | Unknown | Unknown | Unknown | 164 | 139.4
0L1291 | FM NAM LIT KIT ENGLISH |  |  | Unknown | Unknown | Unknown | Call for Quote | Call for Quote
0M-21AS102CDZ | ADAPTOR - RS485 PCO1 SMALL/MED SERIAL |  |  | Unknown | Unknown | Unknown | 243 | 206.55
0M-21AS104CDZ | ADAPTOR - LON FTT10 FOR PCO1 SERIAL |  |  | Unknown | Unknown | Unknown | 464 | 394.4
0M-21AS106CDZ | ADAPTOR - RS232 FOR MODEM SERIAL |  |  | Unknown | Unknown | Unknown | 228 | 193.8
0M-21AS108CDZ | ADAPTOR - BACNET RS485 FOR PCO |  |  | Unknown | Unknown | Unknown | 232 | 197.2
0M-21FF035CDZ | RELAY - 24V FOR REMOTE SMOKE/FIRE SENSOR |  |  | Unknown | Unknown | Unknown | 179 | 152.15
0M-21SA015CDZ | DETECTOR - WATER LEAK TAPE |  |  | Unknown | Unknown | Unknown | 708 | 601.8
0M-21SA016CDZ | DETECTOR - WATER LEAK SPOT |  |  | Unknown | Unknown | Unknown | 591 | 502.35
0M-760 | ASSY SIDE PANEL NETSHELTER 42U |  |  | Unknown | Unknown | Unknown | Call for Quote | Call for Quote
0M-0182-055 | CORDSET #12 5WIRE W/L21-20 55FOOT |  |  | 3PH POWER DISTRIBUTION | Unknown | Unknown | 262 | 222.7
0M-0182-059 | CORDSET #12 5WIRE W/L21-20 59FOOT |  |  | 3PH POWER DISTRIBUTION | Unknown | Unknown | 271 | 230.35
0M-0182-061 | CORDSET #12 5WIRE W/L21-20 61FOOT |  |  | Unknown | Unknown | Unknown | 228 | 193.8
0M-0182-063 | CORDSET #12 5WIRE W/L21-20 63FOOT |  |  | Unknown | Unknown | Unknown | 236 | 200.6
0M-0211-061 | CORDSET #10 5WIRE W/L21-20 61 FOOT |  |  | 3PH POWER DISTRIBUTION | Unknown | Unknown | 410 | 348.5
0M-0211-063 | CORDSET #10 5WIRE W/L21-20 63 FOOT |  |  | 3PH POWER DISTRIBUTION | Unknown | Unknown | 417 | 354.45
0M-0211-065 | CORDSET #10 5WIRE W/L21-20 65 FOOT |  |  | 3PH POWER DISTRIBUTION | Unknown | Unknown | 426 | 362.1
0M-0211-067 | CORDSET #10 5WIRE W/L21-20 67FOOT |  |  | 3PH POWER DISTRIBUTION | Unknown | Unknown | 435 | 369.75
0M-0211-069 | CORDSET #10 5WIRE W/L21-20 69FOOT |  |  | 3PH POWER DISTRIBUTION | Unknown | Unknown | 446 | 379.1
0M-0211-071 | CORDSET #10 5WIRE W/L21-20 71FOOT |  |  | 3PH POWER DISTRIBUTION | Unknown | Unknown | 455 | 386.75
0M-0211-073 | CORDSET #10 5WIRE W/L21-20 73FOOT |  |  | 3PH POWER DISTRIBUTION | Unknown | Unknown | 464 | 394.4
0M-0211-075 | CORDSET #10 5WIRE W/L21-20 75FOOT |  |  | 3PH POWER DISTRIBUTION | Unknown | Unknown | 473 | 402.05
0M-0213-031 | CORDSET 2.5MM 3W IEC309R 9.4M |  |  | 3PH POWER DISTRIBUTION | Unknown | NetShelter Power Cords | 219 | 186.15
0M-0219 | ASSY CKT BRKR TESTED 20A 2POLE |  |  | Unknown | Unknown | Unknown | 90 | 76.5
0M-0287 | 0M-ALGF0414A1P L GROUP1 (03 AG) |  |  | Unknown | Unknown | Unknown | Call for Quote | Call for Quote
0M-0302 | 0M-ALGF0654A1P L GROUP1 (03 AG) |  |  | Unknown | Unknown | Unknown | Call for Quote | Call for Quote
0M-0303 | 0M-ALGF0734A1P L GROUP1 (03 AI) |  |  | Unknown | Unknown | Unknown | 223 | 189.55
0M-0304 | 0M-ALGF0814A1P L GROUP1 (03 AJ) |  |  | Unknown | Unknown | Unknown | 1020 | 867
0M-0305 | 0M-ALGF0694A1P L GROUP1 (03 AH) |  |  | Unknown | Unknown | Unknown | 1020 | 867
0M-0306 | 0M-ALGF0735A1P L GROUP1 (03 AI) |  |  | Unknown | Unknown | Unknown | 223 | 189.55
0M-0307 | 0M-ALGF0695A1P L GROUP1 (03 AH) |  |  | Unknown | Unknown | Unknown | 1020 | 867
0M-0308 | 0M-ALGF0655A1P L GROUP1 (03 AG) |  |  | Unknown | Unknown | Unknown | Call for Quote | Call for Quote
0M-0309 | 0M-ALGF0815A1P L GROUP1 (03 AJ) |  |  | Unknown | Unknown | Unknown | 1020 | 867
0M-0310 | 0M-ALGF0416A1P L GROUP1 (03 AG) |  |  | Unknown | Unknown | Unknown | Call for Quote | Call for Quote
0M-0312 | FILTER (A)MERV8 TD/TU.D-E-T1422.1822 UL |  |  | Unknown | Unknown | Unknown | Call for Quote | Call for Quote
0M-0313 | FILTER (B)MERV13 TD/TU.D-E-T1422.1822 UL |  |  | Unknown | Unknown | Unknown | 305 | 259.25
0M-0314 | 0M-ALGF0417A1P L GROUP1 (03 AG) |  |  | Unknown | Unknown | Unknown | Call for Quote | Call for Quote
0M-0315 | 0M-ALGF0418A1P L GROUP1 (03 AG) |  |  | Unknown | Unknown | Unknown | Call for Quote | Call for Quote
0M-0317 | 0M-ALGF0656A1P L GROUP1 (03 AG) |  |  | Unknown | Unknown | Unknown | Call for Quote | Call for Quote
0M-0948 | EMU FACTORY INSTALLED AFX |  |  | Unknown | Unknown | Unknown | 964 | 819.4
0M-0949 | EMU FACTORY INSTALLED CW |  |  | Unknown | Unknown | Unknown | 964 | 819.4
0M-1299 | KIT CIRCUIT BREAKER MOTORIZED |  |  | Unknown | Unknown | Unknown | 299 | 254.15
0M-1383 | S/A 19 FRAME RETURN |  |  | Unknown | Unknown | Unknown | 218 | 185.3
0M-1422 | ASSY 24 TALL PLNM W/17.88 X 57.88 DCT |  |  | Unknown | Unknown | Unknown | 1275 | 1083.75
0M-1449 | SUB ASSY TC CW INLET 22 |  |  | Unknown | Unknown | Unknown | Call for Quote | Call for Quote
0M-1450 | SUB ASSY TC CW INLET 23 |  |  | Unknown | Unknown | Unknown | Call for Quote | Call for Quote
0M-1451 | SUB ASSY TC CW INLET 24 |  |  | Unknown | Unknown | Unknown | Call for Quote | Call for Quote
0M-1452 | SUB ASSY TC CW INLET 25 |  |  | Unknown | Unknown | Unknown | Call for Quote | Call for Quote
0M-1453 | SUB ASSY TC CW INLET 26 |  |  | Unknown | Unknown | Unknown | Call for Quote | Call for Quote
0M-1454 | SUB ASSY TC CW INLET 27 |  |  | Unknown | Unknown | Unknown | Call for Quote | Call for Quote
0M-1455 | SUB ASSY TC CW INLET 28 |  |  | Unknown | Unknown | Unknown | Call for Quote | Call for Quote
0M-1456 | SUB ASSY TC CW INLET 29 |  |  | Unknown | Unknown | Unknown | Call for Quote | Call for Quote
0M-1457 | SUB ASSY TC CW INLET 30 |  |  | Unknown | Unknown | Unknown | Call for Quote | Call for Quote
0M-1458 | SUB ASSY TC CW INLET 31 |  |  | Unknown | Unknown | Unknown | Call for Quote | Call for Quote
0M-1459 | SUB ASSY TC CW INLET 32 |  |  | Unknown | Unknown | Unknown | Call for Quote | Call for Quote
0M-1460 | SUB ASSY TC CW INLET 33 |  |  | Unknown | Unknown | Unknown | Call for Quote | Call for Quote
0M-1461 | SUB ASSY TC CW INLET 34 |  |  | Unknown | Unknown | Unknown | Call for Quote | Call for Quote
0M-1462 | SUB ASSY TC CW INLET 35 |  |  | Unknown | Unknown | Unknown | Call for Quote | Call for Quote
0M-1463 | SUB ASSY TC CW INLET 36 |  |  | Unknown | Unknown | Unknown | Call for Quote | Call for Quote
0M-1464 | SUB ASSY TC CW INLET 37 |  |  | Unknown | Unknown | Unknown | Call for Quote | Call for Quote
0M-1465 | SUB ASSY TC CW INLET 38 |  |  | Unknown | Unknown | Unknown | Call for Quote | Call for Quote
0M-1466 | SUB ASSY TC CW INLET 39 |  |  | Unknown | Unknown | Unknown | Call for Quote | Call for Quote
0M-1467 | SUB ASSY TC CW INLET 40 |  |  | Unknown | Unknown | Unknown | Call for Quote | Call for Quote
0M-1468 | SUB ASSY TC CW INLET 41 |  |  | Unknown | Unknown | Unknown | Call for Quote | Call for Quote
0M-1469 | SUB ASSY TC CW INLET 42 |  |  | Unknown | Unknown | Unknown | Call for Quote | Call for Quote
0M-1470 | SUB ASSY TC CW INLET 43 |  |  | Unknown | Unknown | Unknown | Call for Quote | Call for Quote
0M-1471 | SUB ASSY TC CW INLET 44 |  |  | Unknown | Unknown | Unknown | Call for Quote | Call for Quote
0M-1472 | SUB ASSY TC CW INLET 45 |  |  | Unknown | Unknown | Unknown | Call for Quote | Call for Quote
0M-1481 | CW WATER FEED 1 |  |  | Unknown | Unknown | Unknown | Call for Quote | Call for Quote
0M-1482 | CW WATER FEED 2 |  |  | Unknown | Unknown | Unknown | Call for Quote | Call for Quote
0M-1483 | CW WATER FEED 3 |  |  | Unknown | Unknown | Unknown | Call for Quote | Call for Quote
0M-1484 | CW WATER FEED 4 |  |  | Unknown | Unknown | Unknown | Call for Quote | Call for Quote
0M-1487 | CW WATER FEED 7 |  |  | Unknown | Unknown | Unknown | Call for Quote | Call for Quote
0M-1488 | CW WATER FEED 8 |  |  | Unknown | Unknown | Unknown | Call for Quote | Call for Quote
0M-1489 | CW WATER FEED 9 |  |  | Unknown | Unknown | Unknown | Call for Quote | Call for Quote
0M-1490 | CW WATER FEED 10 |  |  | Unknown | Unknown | Unknown | Call for Quote | Call for Quote
0M-1493 | CW WATER FEED 13 |  |  | Unknown | Unknown | Unknown | Call for Quote | Call for Quote
0M-1494 | CW WATER FEED 14 |  |  | Unknown | Unknown | Unknown | Call for Quote | Call for Quote
0M-1501 | SUB ASSY TC CW INLET VA 1 |  |  | Unknown | Unknown | Unknown | Call for Quote | Call for Quote
0M-1502 | SUB ASSY TC CW INLET VA 2 |  |  | Unknown | Unknown | Unknown | Call for Quote | Call for Quote
0M-1503 | SUB ASSY TC CW INLET VA 3 |  |  | Unknown | Unknown | Unknown | Call for Quote | Call for Quote
0M-1504 | SUB ASSY TC CW INLET VA 4 |  |  | Unknown | Unknown | Unknown | Call for Quote | Call for Quote
0M-1505 | SUB ASSY TC CW INLET VA 5 |  |  | Unknown | Unknown | Unknown | Call for Quote | Call for Quote
0M-1506 | SUB ASSY TC CW INLET VA 6 |  |  | Unknown | Unknown | Unknown | Call for Quote | Call for Quote
0M-1507 | SUB ASSY TC CW INLET VA 7 |  |  | Unknown | Unknown | Unknown | Call for Quote | Call for Quote
0M-1508 | SUB ASSY TC CW INLET VA 8 |  |  | Unknown | Unknown | Unknown | Call for Quote | Call for Quote
0M-1509 | SUB ASSY TC CW INLET VA 9 |  |  | Unknown | Unknown | Unknown | Call for Quote | Call for Quote
0M-1510 | SUB ASSY TC CW INLET VA 10 |  |  | Unknown | Unknown | Unknown | Call for Quote | Call for Quote
0M-1511 | TC CW COIL ADAP 1 |  |  | Unknown | Unknown | Unknown | Call for Quote | Call for Quote
0M-1512 | TC CW COIL ADAP 2 |  |  | Unknown | Unknown | Unknown | Call for Quote | Call for Quote
0M-1513 | SUB ASSY TC CW COIL ADAP 3 |  |  | Unknown | Unknown | Unknown | Call for Quote | Call for Quote
0M-1514 | SUB ASSY TC CW COIL ADAP 4 |  |  | Unknown | Unknown | Unknown | Call for Quote | Call for Quote
0M-1515 | SUB ASSY TC CW COIL ADAP 5 |  |  | Unknown | Unknown | Unknown | Call for Quote | Call for Quote
0M-1516 | TC CW COIL ADAP 6 |  |  | Unknown | Unknown | Unknown | Call for Quote | Call for Quote
0M-1517 | TC CW COIL ADAP 7 |  |  | Unknown | Unknown | Unknown | Call for Quote | Call for Quote
0M-1518 | TC CW COIL ADAP 8 |  |  | Unknown | Unknown | Unknown | Call for Quote | Call for Quote
0M-1519 | SUB ASSY TC CW COIL ADAP 9 |  |  | Unknown | Unknown | Unknown | Call for Quote | Call for Quote
0M-1521 | SUB ASSY TC RH OUTLET 1 |  |  | Unknown | Unknown | Unknown | Call for Quote | Call for Quote
0M-1522 | SUB ASSY TC RH OUTLET 2 |  |  | Unknown | Unknown | Unknown | Call for Quote | Call for Quote
0M-1523 | SUB ASSY TC RH OUTLET 3 |  |  | Unknown | Unknown | Unknown | Call for Quote | Call for Quote
0M-1524 | SUB ASSY TC RH OUTLET 4 |  |  | Unknown | Unknown | Unknown | Call for Quote | Call for Quote
0M-1525 | SUB ASSY TC RH OUTLET 5 |  |  | Unknown | Unknown | Unknown | Call for Quote | Call for Quote
0M-1526 | SUB ASSY TC RH OUTLET 6 |  |  | Unknown | Unknown | Unknown | Call for Quote | Call for Quote
0M-1527 | SUB ASSY TC RH OUTLET 7 |  |  | Unknown | Unknown | Unknown | Call for Quote | Call for Quote
0M-1528 | SUB ASSY TC RH OUTLET 8 |  |  | Unknown | Unknown | Unknown | Call for Quote | Call for Quote
0M-1529 | SUB ASSY TC RH OUTLET 9 |  |  | Unknown | Unknown | Unknown | Call for Quote | Call for Quote
0M-1530 | SUB ASSY TC RH OUTLET 10 |  |  | Unknown | Unknown | Unknown | Call for Quote | Call for Quote
0M-1531 | SUB ASSY TC RH OUTLET 11 |  |  | Unknown | Unknown | Unknown | Call for Quote | Call for Quote
0M-1532 | SUB ASSY TC RH OUTLET 12 |  |  | Unknown | Unknown | Unknown | Call for Quote | Call for Quote
0M-1533 | SUB ASSY TC HUMIDIFIER DRAIN 1 |  |  | Unknown | Unknown | Unknown | Call for Quote | Call for Quote
0M-1534 | SUB ASSY TC HUMIDIFIER DRAIN 2 |  |  | Unknown | Unknown | Unknown | Call for Quote | Call for Quote
0M-1535 | SUB ASSY TC HUMIDIFIER DRAIN 3 |  |  | Unknown | Unknown | Unknown | Call for Quote | Call for Quote
0M-1536 | SUB ASSY TC HUMIDIFIER DRAIN 4 |  |  | Unknown | Unknown | Unknown | Call for Quote | Call for Quote
0M-1537 | SUB ASSY TC CONDENSATE IN 1 |  |  | Unknown | Unknown | Unknown | Call for Quote | Call for Quote
0M-1538 | SUB ASSY TC CONDENSATE IN 2 |  |  | Unknown | Unknown | Unknown | Call for Quote | Call for Quote
0M-1539 | SUB ASSY TC CONDENSATE IN 3 |  |  | Unknown | Unknown | Unknown | Call for Quote | Call for Quote
0M-1540 | SUB ASSY TC CONDENSATE IN 4 |  |  | Unknown | Unknown | Unknown | Call for Quote | Call for Quote
0M-1541 | SUB ASSY TC RH INLET 1 |  |  | Unknown | Unknown | Unknown | Call for Quote | Call for Quote
0M-1542 | SUB ASSY TC RH INLET 2 |  |  | Unknown | Unknown | Unknown | Call for Quote | Call for Quote
0M-1543 | SUB ASSY TC RH INLET 3 |  |  | Unknown | Unknown | Unknown | Call for Quote | Call for Quote
0M-1544 | SUB ASSY TC RH INLET 4 |  |  | Unknown | Unknown | Unknown | Call for Quote | Call for Quote
0M-1545 | SUB ASSY TC RH INLET 5 |  |  | Unknown | Unknown | Unknown | Call for Quote | Call for Quote
0M-1546 | SUB ASSY TC RH INLET 6 |  |  | Unknown | Unknown | Unknown | Call for Quote | Call for Quote
0M-1547 | SUB ASSY TC RH INLET 7 |  |  | Unknown | Unknown | Unknown | Call for Quote | Call for Quote
0M-1548 | SUB ASSY TC RH INLET 8 |  |  | Unknown | Unknown | Unknown | Call for Quote | Call for Quote
0M-1549 | SUB ASSY TC RH INLET 9 |  |  | Unknown | Unknown | Unknown | Call for Quote | Call for Quote
0M-1550 | SUB ASSY TC RH INLET 10 |  |  | Unknown | Unknown | Unknown | Call for Quote | Call for Quote
0M-1551 | SUB ASSY TC RH INLET 11 |  |  | Unknown | Unknown | Unknown | Call for Quote | Call for Quote
0M-1552 | SUB ASSY TC RH INLET 12 |  |  | Unknown | Unknown | Unknown | Call for Quote | Call for Quote
0M-1553 | SUB ASSY TC RH COIL TO VALVE 3 |  |  | Unknown | Unknown | Unknown | Call for Quote | Call for Quote
0M-1554 | SUB ASSY TC RH COIL TO VALVE 4 |  |  | Unknown | Unknown | Unknown | Call for Quote | Call for Quote
0M-1555 | SUB ASSY TC RH COIL TO VALVE 5 |  |  | Unknown | Unknown | Unknown | Call for Quote | Call for Quote
0M-1556 | SUB ASSY TC RH COIL TO VALVE 6 |  |  | Unknown | Unknown | Unknown | Call for Quote | Call for Quote
0M-1557 | SUB ASSY TC RH COIL TO VALVE 7 |  |  | Unknown | Unknown | Unknown | Call for Quote | Call for Quote
0M-1558 | SUB ASSY TC RH COIL TO VALVE 8 |  |  | Unknown | Unknown | Unknown | Call for Quote | Call for Quote
0M-1559 | SUB ASSY TC RH COIL TO VALVE 1 |  |  | Unknown | Unknown | Unknown | Call for Quote | Call for Quote
0M-1560 | SUB ASSY TC RH COIL TO VALVE 2 |  |  | Unknown | Unknown | Unknown | Call for Quote | Call for Quote
0M-1561 | SUB ASSY TC CW OUTLET 1 |  |  | Unknown | Unknown | Unknown | Call for Quote | Call for Quote
0M-1562 | SUB ASSY TC CW OUTLET 2 |  |  | Unknown | Unknown | Unknown | Call for Quote | Call for Quote
0M-1563 | SUB ASSY TC CW OUTLET 3 |  |  | Unknown | Unknown | Unknown | Call for Quote | Call for Quote
0M-1564 | SUB ASSY TC CW OUTLET 4 |  |  | Unknown | Unknown | Unknown | Call for Quote | Call for Quote
0M-1565 | SUB ASSY TC CW OUTLET 5 |  |  | Unknown | Unknown | Unknown | Call for Quote | Call for Quote
0M-1566 | SUB ASSY TC CW OUTLET 6 |  |  | Unknown | Unknown | Unknown | Call for Quote | Call for Quote
0M-1567 | SUB ASSY TC CW OUTLET 7 |  |  | Unknown | Unknown | Unknown | Call for Quote | Call for Quote
0M-1568 | SUB ASSY TC CW OUTLET 8 |  |  | Unknown | Unknown | Unknown | Call for Quote | Call for Quote
0M-1569 | SUB ASSY TC CW OUTLET 9 |  |  | Unknown | Unknown | Unknown | Call for Quote | Call for Quote
0M-1570 | SUB ASSY TC CW OUTLET 10 |  |  | Unknown | Unknown | Unknown | Call for Quote | Call for Quote
0M-1571 | SUB ASSY TC CW OUTLET 11 |  |  | Unknown | Unknown | Unknown | Call for Quote | Call for Quote
0M-1572 | SUB ASSY TC CW OUTLET 12 |  |  | Unknown | Unknown | Unknown | Call for Quote | Call for Quote
0M-1573 | SUB ASSY TC CW OUTLET 13 |  |  | Unknown | Unknown | Unknown | Call for Quote | Call for Quote
0M-1574 | SUB ASSY TC CW OUTLET 14 |  |  | Unknown | Unknown | Unknown | Call for Quote | Call for Quote
0M-1575 | SUB ASSY TC CW OUTLET 15 |  |  | Unknown | Unknown | Unknown | Call for Quote | Call for Quote
0M-1576 | SUB ASSY TC CW OUTLET 16 |  |  | Unknown | Unknown | Unknown | Call for Quote | Call for Quote
0M-1577 | SUB ASSY TC CW OUTLET 17 |  |  | Unknown | Unknown | Unknown | Call for Quote | Call for Quote
0M-1578 | SUB ASSY TC CW OUTLET 18 |  |  | Unknown | Unknown | Unknown | Call for Quote | Call for Quote
0M-1579 | SUB ASSY TC CW OUTLET 19 |  |  | Unknown | Unknown | Unknown | Call for Quote | Call for Quote
0M-1580 | SUB ASSY TC CW OUTLET 20 |  |  | Unknown | Unknown | Unknown | Call for Quote | Call for Quote
0M-1581 | SUB ASSY TC CW OUTLET 21 |  |  | Unknown | Unknown | Unknown | Call for Quote | Call for Quote
0M-1582 | SUB ASSY TC CW OUTLET 22 |  |  | Unknown | Unknown | Unknown | Call for Quote | Call for Quote
0M-1583 | SUB ASSY TC CW OUTLET 23 |  |  | Unknown | Unknown | Unknown | Call for Quote | Call for Quote
0M-1584 | SUB ASSY TC CW OUTLET 24 |  |  | Unknown | Unknown | Unknown | Call for Quote | Call for Quote
0M-1585 | SUB ASSY TC CW OUTLET 25 |  |  | Unknown | Unknown | Unknown | Call for Quote | Call for Quote
0M-1586 | SUB ASSY TC CW OUTLET 26 |  |  | Unknown | Unknown | Unknown | Call for Quote | Call for Quote
0M-1587 | SUB ASSY TC CW OUTLET 27 |  |  | Unknown | Unknown | Unknown | Call for Quote | Call for Quote
0M-1588 | SUB ASSY TC CW OUTLET 28 |  |  | Unknown | Unknown | Unknown | Call for Quote | Call for Quote
0M-1589 | SUB ASSY TC CW OUTLET 29 |  |  | Unknown | Unknown | Unknown | Call for Quote | Call for Quote
0M-1590 | SUB ASSY TC CW OUTLET 30 |  |  | Unknown | Unknown | Unknown | Call for Quote | Call for Quote
0M-1591 | SUB ASSY TC CW OUTLET 31 |  |  | Unknown | Unknown | Unknown | Call for Quote | Call for Quote
0M-1592 | SUB ASSY TC CW OUTLET 32 |  |  | Unknown | Unknown | Unknown | Call for Quote | Call for Quote
0M-1593 | SUB ASSY TC CW OUTLET 33 |  |  | Unknown | Unknown | Unknown | Call for Quote | Call for Quote
0M-1594 | SUB ASSY TC CW OUTLET 34 |  |  | Unknown | Unknown | Unknown | Call for Quote | Call for Quote
0M-1595 | SUB ASSY TC CW OUTLET 35 |  |  | Unknown | Unknown | Unknown | Call for Quote | Call for Quote
0M-1596 | SUB ASSY TC CW OUTLET 36 |  |  | Unknown | Unknown | Unknown | Call for Quote | Call for Quote
0M-1597 | SUB ASSY TC CW OUTLET 37 |  |  | Unknown | Unknown | Unknown | Call for Quote | Call for Quote
0M-1598 | SUB ASSY TC CW OUTLET 38 |  |  | Unknown | Unknown | Unknown | Call for Quote | Call for Quote
0M-1599 | SUB ASSY TC CW OUTLET 39 |  |  | Unknown | Unknown | Unknown | Call for Quote | Call for Quote
0M-1600 | SUB ASSY TC CW OUTLET 40 |  |  | Unknown | Unknown | Unknown | Call for Quote | Call for Quote
0M-1601 | SUB ASSY TC CW OUTLET 41 |  |  | Unknown | Unknown | Unknown | Call for Quote | Call for Quote
0M-1602 | SUB ASSY TC CW OUTLET 42 |  |  | Unknown | Unknown | Unknown | Call for Quote | Call for Quote
0M-1603 | SUB ASSY TC CW OUTLET 43 |  |  | Unknown | Unknown | Unknown | Call for Quote | Call for Quote
0M-1604 | SUB ASSY TC CW OUTLET 44 |  |  | Unknown | Unknown | Unknown | Call for Quote | Call for Quote
0M-1605 | SUB ASSY TC CW OUTLET 45 |  |  | Unknown | Unknown | Unknown | Call for Quote | Call for Quote
0M-1606 | SUB ASSY TC CW OUTLET 46 |  |  | Unknown | Unknown | Unknown | Call for Quote | Call for Quote
0M-1607 | SUB ASSY TC CW OUTLET 47 |  |  | Unknown | Unknown | Unknown | Call for Quote | Call for Quote
0M-1608 | SUB ASSY TC CW OUTLET 48 |  |  | Unknown | Unknown | Unknown | Call for Quote | Call for Quote
0M-1609 | SUB ASSY TC CW OUTLET 49 |  |  | Unknown | Unknown | Unknown | Call for Quote | Call for Quote
0M-1610 | SUB ASSY TC CW OUTLET 50 |  |  | Unknown | Unknown | Unknown | Call for Quote | Call for Quote
0M-1611 | SUB ASSY TC CW OUTLET 51 |  |  | Unknown | Unknown | Unknown | Call for Quote | Call for Quote
0M-1613 | SUB ASSY TC CW OUTLET 53 |  |  | Unknown | Unknown | Unknown | Call for Quote | Call for Quote
0M-1614 | SUB ASSY TC CW OUTLET 54 |  |  | Unknown | Unknown | Unknown | Call for Quote | Call for Quote
0M-1615 | SUB ASSY TC CW OUTLET 55 |  |  | Unknown | Unknown | Unknown | Call for Quote | Call for Quote
0M-1616 | SUB ASSY TC WATER FEED 1 |  |  | Unknown | Unknown | Unknown | Call for Quote | Call for Quote
0M-1617 | SUB ASSY TC WATER FEED 2 |  |  | Unknown | Unknown | Unknown | Call for Quote | Call for Quote
0M-1618 | SUB ASSY TC WATER FEED 3 |  |  | Unknown | Unknown | Unknown | Call for Quote | Call for Quote
0M-1619 | SUB ASSY TC WATER FEED 4 |  |  | Unknown | Unknown | Unknown | Call for Quote | Call for Quote
0M-1620 | SUB ASSY TC WATER FEED 5 |  |  | Unknown | Unknown | Unknown | Call for Quote | Call for Quote
0M-1621 | SUB ASSY TC CW 180S 1 |  |  | Unknown | Unknown | Unknown | Call for Quote | Call for Quote
0M-1622 | SUB ASSY TC CW 180S 2 |  |  | Unknown | Unknown | Unknown | Call for Quote | Call for Quote
0M-1623 | SUB ASSY TC CW 108S 3 |  |  | Unknown | Unknown | Unknown | Call for Quote | Call for Quote
0M-1624 | SUB ASSY TC CW 108S 4 |  |  | Unknown | Unknown | Unknown | Call for Quote | Call for Quote
0M-1625 | SUB ASSY TC CW 108S 5 |  |  | Unknown | Unknown | Unknown | Call for Quote | Call for Quote
0M-1626 | SUB ASSY TC CW 180S 6 |  |  | Unknown | Unknown | Unknown | Call for Quote | Call for Quote
0M-1627 | SUB ASSY TC CW 180S 7 |  |  | Unknown | Unknown | Unknown | Call for Quote | Call for Quote
0M-1628 | SUB ASSY TC CW 180S 8 |  |  | Unknown | Unknown | Unknown | Call for Quote | Call for Quote
0M-1629 | SUB ASSY TC CW 180S 9 |  |  | Unknown | Unknown | Unknown | Call for Quote | Call for Quote
0M-1630 | SUB ASSY TC CW 180S 10 |  |  | Unknown | Unknown | Unknown | Call for Quote | Call for Quote
0M-1631 | SUB ASSY TC CW DRAIN 1 |  |  | Unknown | Unknown | Unknown | Call for Quote | Call for Quote
0M-1632 | SUB ASSY TC CW DRAIN 2 |  |  | Unknown | Unknown | Unknown | Call for Quote | Call for Quote
0M-1633 | SUB ASSY TC CW DRAIN 3 |  |  | Unknown | Unknown | Unknown | Call for Quote | Call for Quote
0M-1634 | SUB ASSY TC CW DRAIN 4 |  |  | Unknown | Unknown | Unknown | Call for Quote | Call for Quote
0M-1635 | SUB ASSY TC WATER FEED 6 |  |  | Unknown | Unknown | Unknown | Call for Quote | Call for Quote
0M-1636 | ASSY 24 TALL PLENUM W/DUCT COLLAR |  |  | Unknown | Unknown | Unknown | 1505 | 1279.25
0M-1673 | SUB ASSY TC 10 DF COMMON REFRIGERATION |  |  | Unknown | Unknown | Unknown | Call for Quote | Call for Quote
0M-1700 | KIT CIRCUIT BREAKER 225A |  |  | Unknown | Unknown | Unknown | 697 | 592.45
0M-1724 | SUB ASSY BREAKER BAY 3 TIER |  |  | Unknown | Unknown | Unknown | 5040 | 4284
0M-1725 | SUB ASSY 4800A BREAKER BAY |  |  | Unknown | Unknown | Unknown | 5595 | 4755.75
0M-1726 | KIT N0.1 MX28B CIR BRK |  |  | Unknown | Unknown | Unknown | 230 | 195.5
0M-1727 | KIT NO. 2 MX28B CIR BRK |  |  | Unknown | Unknown | Unknown | 248 | 210.8
0M-1728 | KIT MX28B3600 125/225 CIR BKR |  |  | Unknown | Unknown | Unknown | 95 | 80.75
0M-1825 | KIT NO.1 MX28B3600 125-225 BREAKER |  |  | Unknown | Unknown | Unknown | 81 | 68.85
0M-1830 | KIT NO. 2 MX28B3600 125-225 BREAKER |  |  | Unknown | Unknown | Unknown | 81 | 68.85
0M-1831 | KIT NO.3 MX28B3600 125-225 BREAKER |  |  | Unknown | Unknown | Unknown | 95 | 80.75
0M-1906 | ASSY BATTERY DISCONNECT 600AX7.00 |  |  | Unknown | Unknown | Unknown | 1495 | 1270.75
0M-1941 | CM DISCHARGE LINE 1 |  |  | Unknown | Unknown | Unknown | Call for Quote | Call for Quote
0M-1942 | CM DISCHARGE LINE 2 |  |  | Unknown | Unknown | Unknown | Call for Quote | Call for Quote
0M-1943 | CM DISCHARGE LINE 3 |  |  | Unknown | Unknown | Unknown | Call for Quote | Call for Quote
0M-1944 | CM DISCHARGE LINE 4 |  |  | Unknown | Unknown | Unknown | Call for Quote | Call for Quote
0M-1945 | CM DISCHARGE LINE 5 |  |  | Unknown | Unknown | Unknown | Call for Quote | Call for Quote
0M-1956 | CM DISCHARGE LINE 6 |  |  | Unknown | Unknown | Unknown | Call for Quote | Call for Quote
0M-1957 | CM DISCHARGE LINE 7 |  |  | Unknown | Unknown | Unknown | Call for Quote | Call for Quote
0M-1958 | CM DISCHARGE LINE 8 |  |  | Unknown | Unknown | Unknown | Call for Quote | Call for Quote
0M-1959 | CM DISCHARGE LINE 9 |  |  | Unknown | Unknown | Unknown | Call for Quote | Call for Quote
0M-1960 | CM DISCHARGE LINE 10 |  |  | Unknown | Unknown | Unknown | Call for Quote | Call for Quote
0M-1961 | CM DISCHARGE LINE 11 |  |  | Unknown | Unknown | Unknown | Call for Quote | Call for Quote
0M-1962 | CM DISCHARGE LINE 12 |  |  | Unknown | Unknown | Unknown | Call for Quote | Call for Quote
0M-1963 | CM DISCHARGE LINE 13 |  |  | Unknown | Unknown | Unknown | Call for Quote | Call for Quote
0M-1964 | CM DISCHARGE LINE 14 |  |  | Unknown | Unknown | Unknown | Call for Quote | Call for Quote
0M-1965 | CM DISCHARGE LINE 15 |  |  | Unknown | Unknown | Unknown | Call for Quote | Call for Quote
0M-1966 | CM DISCHARGE LINE 16 |  |  | Unknown | Unknown | Unknown | Call for Quote | Call for Quote
0M-1967 | CM DISCHARGE LINE 17 |  |  | Unknown | Unknown | Unknown | Call for Quote | Call for Quote
0M-1968 | CM DISCHARGE LINE 18 |  |  | Unknown | Unknown | Unknown | Call for Quote | Call for Quote
0M-1969 | CM DISCHARGE LINE 19 |  |  | Unknown | Unknown | Unknown | Call for Quote | Call for Quote
0M-1970 | CM DISCHARGE LINE 20 |  |  | Unknown | Unknown | Unknown | Call for Quote | Call for Quote
0M-1971 | CM DISCHARGE LINE 21 |  |  | Unknown | Unknown | Unknown | Call for Quote | Call for Quote
0M-1972 | CM DISCHARGE LINE 22 |  |  | Unknown | Unknown | Unknown | Call for Quote | Call for Quote
0M-1973 | CM DISCHARGE LINE 23 |  |  | Unknown | Unknown | Unknown | Call for Quote | Call for Quote
0M-1974 | CM DISCHARGE LINE 24 |  |  | Unknown | Unknown | Unknown | Call for Quote | Call for Quote
0M-1975 | CM DISCHARGE LINE 25 |  |  | Unknown | Unknown | Unknown | Call for Quote | Call for Quote
0M-1976 | CM DISCHARGE LINE 26 |  |  | Unknown | Unknown | Unknown | Call for Quote | Call for Quote
0M-1977 | CM DISCHARGE LINE 27 |  |  | Unknown | Unknown | Unknown | Call for Quote | Call for Quote
0M-1978 | CM DISCHARGE LINE 28 |  |  | Unknown | Unknown | Unknown | Call for Quote | Call for Quote
0M-1979 | CM DISCHARGE LINE 29 |  |  | Unknown | Unknown | Unknown | Call for Quote | Call for Quote
0M-1980 | CM DISCHARGE LINE 30 |  |  | Unknown | Unknown | Unknown | Call for Quote | Call for Quote
0M-1981 | CM DISCHARGE LINE 31 |  |  | Unknown | Unknown | Unknown | Call for Quote | Call for Quote
0M-1982 | CM DISCHARGE LINE 32 |  |  | Unknown | Unknown | Unknown | Call for Quote | Call for Quote
0M-1983 | CM DISCHARGE LINE 33 |  |  | Unknown | Unknown | Unknown | Call for Quote | Call for Quote
0M-1984 | CM DISCHARGE LINE 34 |  |  | Unknown | Unknown | Unknown | Call for Quote | Call for Quote
0M-1985 | CM DISCHARGE LINE 35 |  |  | Unknown | Unknown | Unknown | Call for Quote | Call for Quote
0M-1986 | CM DISCHARGE LINE 36 |  |  | Unknown | Unknown | Unknown | Call for Quote | Call for Quote
0M-1987 | CM DISCHARGE LINE 37 |  |  | Unknown | Unknown | Unknown | Call for Quote | Call for Quote
0M-1988 | CM DISCHARGE LINE 38 |  |  | Unknown | Unknown | Unknown | Call for Quote | Call for Quote
0M-1989 | CM DISCHARGE LINE 39 |  |  | Unknown | Unknown | Unknown | Call for Quote | Call for Quote
0M-1990 | CM DISCHARGE LINE 40 |  |  | Unknown | Unknown | Unknown | Call for Quote | Call for Quote
0M-1991 | CM DISCHARGE LINE 41 |  |  | Unknown | Unknown | Unknown | Call for Quote | Call for Quote
0M-1992 | CM DISCHARGE LINE 42 |  |  | Unknown | Unknown | Unknown | Call for Quote | Call for Quote
0M-1993 | CM DISCHARGE LINE 43 |  |  | Unknown | Unknown | Unknown | Call for Quote | Call for Quote
0M-1994 | CM DISCHARGE LINE 44 |  |  | Unknown | Unknown | Unknown | Call for Quote | Call for Quote
0M-1995 | CM DISCHARGE LINE 45 |  |  | Unknown | Unknown | Unknown | Call for Quote | Call for Quote
0M-1996 | CM DISCHARGE LINE 46 |  |  | Unknown | Unknown | Unknown | Call for Quote | Call for Quote
0M-1997 | CM DISCHARGE LINE 47 |  |  | Unknown | Unknown | Unknown | Call for Quote | Call for Quote
0M-1998 | CM DISCHARGE LINE 48 |  |  | Unknown | Unknown | Unknown | Call for Quote | Call for Quote
0M-2011 | CM SUCTION LINE 1 |  |  | Unknown | Unknown | Unknown | Call for Quote | Call for Quote
0M-2012 | CM SUCTION LINE 2 |  |  | Unknown | Unknown | Unknown | Call for Quote | Call for Quote
0M-2013 | CM SUCTION LINE 3 |  |  | Unknown | Unknown | Unknown | Call for Quote | Call for Quote
0M-2014 | CM SUCTION LINE 4 |  |  | Unknown | Unknown | Unknown | Call for Quote | Call for Quote
0M-2015 | CM SUCTION LINE 5 |  |  | Unknown | Unknown | Unknown | Call for Quote | Call for Quote
0M-2016 | CM SUCTION LINE 6 |  |  | Unknown | Unknown | Unknown | Call for Quote | Call for Quote
0M-2017 | CM SUCTION LINE 7 |  |  | Unknown | Unknown | Unknown | Call for Quote | Call for Quote
0M-2018 | CM SUCTION LINE 8 |  |  | Unknown | Unknown | Unknown | Call for Quote | Call for Quote
0M-2019 | CM SUCTION LINE 9 |  |  | Unknown | Unknown | Unknown | Call for Quote | Call for Quote
0M-2020 | CM SUCTION LINE 10 |  |  | Unknown | Unknown | Unknown | Call for Quote | Call for Quote
0M-2021 | CM SUCTION LINE 11 |  |  | Unknown | Unknown | Unknown | Call for Quote | Call for Quote
0M-2022 | CM SUCTION LINE 12 |  |  | Unknown | Unknown | Unknown | Call for Quote | Call for Quote
0M-2023 | CM SUCTION LINE 13 |  |  | Unknown | Unknown | Unknown | Call for Quote | Call for Quote
0M-2024 | CM SUCTION LINE 14 |  |  | Unknown | Unknown | Unknown | Call for Quote | Call for Quote
0M-2025 | CM SUCTION LINE 15 |  |  | Unknown | Unknown | Unknown | Call for Quote | Call for Quote
0M-2026 | CM SUCTION LINE 16 |  |  | Unknown | Unknown | Unknown | Call for Quote | Call for Quote
0M-2027 | CM SUCTION LINE 17 |  |  | Unknown | Unknown | Unknown | Call for Quote | Call for Quote
0M-2028 | CM SUCTION LINE 18 |  |  | Unknown | Unknown | Unknown | Call for Quote | Call for Quote
0M-2029 | CM SUCTION LINE 19 |  |  | Unknown | Unknown | Unknown | Call for Quote | Call for Quote
0M-2030 | CM SUCTION LINE 20 |  |  | Unknown | Unknown | Unknown | Call for Quote | Call for Quote
0M-2031 | CM SUCTION LINE 21 |  |  | Unknown | Unknown | Unknown | Call for Quote | Call for Quote
0M-2032 | CM SUCTION LINE 22 |  |  | Unknown | Unknown | Unknown | Call for Quote | Call for Quote
0M-2033 | CM SUCTION LINE 23 |  |  | Unknown | Unknown | Unknown | Call for Quote | Call for Quote
0M-2034 | CM SUCTION LINE 24 |  |  | Unknown | Unknown | Unknown | Call for Quote | Call for Quote
0M-2035 | CM SUCTION LINE 25 |  |  | Unknown | Unknown | Unknown | Call for Quote | Call for Quote
0M-2036 | CM SUCTION LINE 26 |  |  | Unknown | Unknown | Unknown | Call for Quote | Call for Quote
0M-2037 | CM SUCTION LINE 27 |  |  | Unknown | Unknown | Unknown | Call for Quote | Call for Quote
0M-2038 | CM SUCTION LINE 28 |  |  | Unknown | Unknown | Unknown | Call for Quote | Call for Quote
0M-2039 | CM SUCTION LINE 29 |  |  | Unknown | Unknown | Unknown | Call for Quote | Call for Quote
0M-2040 | CM SUCTION LINE 30 |  |  | Unknown | Unknown | Unknown | Call for Quote | Call for Quote
0M-2041 | CM SUCTION LINE 31 |  |  | Unknown | Unknown | Unknown | Call for Quote | Call for Quote
0M-2042 | CM SUCTION LINE 32 |  |  | Unknown | Unknown | Unknown | Call for Quote | Call for Quote
0M-2043 | CM SUCTION LINE 33 |  |  | Unknown | Unknown | Unknown | Call for Quote | Call for Quote
0M-2044 | CM SUCTION LINE 34 |  |  | Unknown | Unknown | Unknown | Call for Quote | Call for Quote
0M-2045 | CM SUCTION LINE 35 |  |  | Unknown | Unknown | Unknown | Call for Quote | Call for Quote
0M-2046 | CM SUCTION LINE 36 |  |  | Unknown | Unknown | Unknown | Call for Quote | Call for Quote
0M-2047 | CM SUCTION LINE 37 |  |  | Unknown | Unknown | Unknown | Call for Quote | Call for Quote
0M-2048 | CM SUCTION LINE 38 |  |  | Unknown | Unknown | Unknown | Call for Quote | Call for Quote
0M-2049 | CM SUCTION LINE 39 |  |  | Unknown | Unknown | Unknown | Call for Quote | Call for Quote
0M-2050 | CM SUCTION LINE 40 |  |  | Unknown | Unknown | Unknown | Call for Quote | Call for Quote
0M-2051 | CM SUCTION LINE 41 |  |  | Unknown | Unknown | Unknown | Call for Quote | Call for Quote
0M-2052 | CM SUCTION LINE 42 |  |  | Unknown | Unknown | Unknown | Call for Quote | Call for Quote
0M-2053 | CM SUCTION LINE 43 |  |  | Unknown | Unknown | Unknown | Call for Quote | Call for Quote
0M-2054 | CM SUCTION LINE 44 |  |  | Unknown | Unknown | Unknown | Call for Quote | Call for Quote
0M-2055 | CM SUCTION LINE 45 |  |  | Unknown | Unknown | Unknown | Call for Quote | Call for Quote
0M-2056 | CM SUCTION LINE 46 |  |  | Unknown | Unknown | Unknown | Call for Quote | Call for Quote
0M-2057 | CM SUCTION LINE 47 |  |  | Unknown | Unknown | Unknown | Call for Quote | Call for Quote
0M-2058 | CM SUCTION LINE 48 |  |  | Unknown | Unknown | Unknown | Call for Quote | Call for Quote
0M-2059 | CM SUCTION LINE 49 |  |  | Unknown | Unknown | Unknown | Call for Quote | Call for Quote
0M-2060 | CM SUCTION LINE 50 |  |  | Unknown | Unknown | Unknown | Call for Quote | Call for Quote
0M-2061 | CM SUCTION LINE 51 |  |  | Unknown | Unknown | Unknown | Call for Quote | Call for Quote
0M-2062 | CM SUCTION LINE 52 |  |  | Unknown | Unknown | Unknown | Call for Quote | Call for Quote
0M-2063 | CM SUCTION LINE 53 |  |  | Unknown | Unknown | Unknown | Call for Quote | Call for Quote
0M-2064 | CM SUCTION LINE 54 |  |  | Unknown | Unknown | Unknown | Call for Quote | Call for Quote
0M-2065 | CM SUCTION LINE 55 |  |  | Unknown | Unknown | Unknown | Call for Quote | Call for Quote
0M-2066 | CM SUCTION LINE 56 |  |  | Unknown | Unknown | Unknown | Call for Quote | Call for Quote
0M-2067 | CM SUCTION LINE 57 |  |  | Unknown | Unknown | Unknown | Call for Quote | Call for Quote
0M-2068 | CM SUCTION LINE 58 |  |  | Unknown | Unknown | Unknown | Call for Quote | Call for Quote
0M-2069 | CM SUCTION LINE 59 |  |  | Unknown | Unknown | Unknown | Call for Quote | Call for Quote
0M-2070 | CM SUCTION LINE 60 |  |  | Unknown | Unknown | Unknown | Call for Quote | Call for Quote
0M-2071 | CM SUCTION LINE 61 |  |  | Unknown | Unknown | Unknown | Call for Quote | Call for Quote
0M-2072 | CM SUCTION LINE 62 |  |  | Unknown | Unknown | Unknown | Call for Quote | Call for Quote
0M-2073 | CM SUCTION LINE 63 |  |  | Unknown | Unknown | Unknown | Call for Quote | Call for Quote
0M-2074 | CM SUCTION LINE 64 |  |  | Unknown | Unknown | Unknown | Call for Quote | Call for Quote
0M-2075 | CM SUCTION LINE 65 |  |  | Unknown | Unknown | Unknown | Call for Quote | Call for Quote
0M-2076 | CM SUCTION LINE 66 |  |  | Unknown | Unknown | Unknown | Call for Quote | Call for Quote
0M-2077 | CM SUCTION LINE 67 |  |  | Unknown | Unknown | Unknown | Call for Quote | Call for Quote
0M-2078 | CM SUCTION LINE 68 |  |  | Unknown | Unknown | Unknown | Call for Quote | Call for Quote
0M-2079 | CM SUCTION LINE 69 |  |  | Unknown | Unknown | Unknown | Call for Quote | Call for Quote
0M-2080 | CM SUCTION LINE 70 |  |  | Unknown | Unknown | Unknown | Call for Quote | Call for Quote
0M-2081 | CM SUCTION LINE 71 |  |  | Unknown | Unknown | Unknown | Call for Quote | Call for Quote
0M-2082 | CM SUCTION LINE 72 |  |  | Unknown | Unknown | Unknown | Call for Quote | Call for Quote
0M-2083 | CM HGBP 1 |  |  | Unknown | Unknown | Unknown | Call for Quote | Call for Quote
0M-2084 | CM HGBP 2 |  |  | Unknown | Unknown | Unknown | Call for Quote | Call for Quote
0M-2085 | CM HGBP 3 |  |  | Unknown | Unknown | Unknown | Call for Quote | Call for Quote
0M-2086 | CM HGBP 4 |  |  | Unknown | Unknown | Unknown | Call for Quote | Call for Quote
0M-2087 | CM HGBP 5 |  |  | Unknown | Unknown | Unknown | Call for Quote | Call for Quote
0M-2088 | CM HGBP 6 |  |  | Unknown | Unknown | Unknown | Call for Quote | Call for Quote
0M-2089 | CM HGBP 7 |  |  | Unknown | Unknown | Unknown | Call for Quote | Call for Quote
0M-2090 | CM HGBP 8 |  |  | Unknown | Unknown | Unknown | Call for Quote | Call for Quote
0M-2091 | CM LIQUID LINE 1 |  |  | Unknown | Unknown | Unknown | Call for Quote | Call for Quote
0M-2092 | CM LIQUID LINE 2 |  |  | Unknown | Unknown | Unknown | Call for Quote | Call for Quote
0M-2093 | CM LIQUID LINE 3 |  |  | Unknown | Unknown | Unknown | Call for Quote | Call for Quote
0M-2094 | CM LIQUID LINE 4 |  |  | Unknown | Unknown | Unknown | Call for Quote | Call for Quote
0M-2095 | CM LIQUID LINE 5 |  |  | Unknown | Unknown | Unknown | Call for Quote | Call for Quote
0M-2096 | CM LIQUID LINE 6 |  |  | Unknown | Unknown | Unknown | Call for Quote | Call for Quote
0M-2097 | CM LIQUID LINE 7 |  |  | Unknown | Unknown | Unknown | Call for Quote | Call for Quote
0M-2098 | CM LIQUID LINE 8 |  |  | Unknown | Unknown | Unknown | Call for Quote | Call for Quote
0M-2099 | CM LIQUID LINE 9 |  |  | Unknown | Unknown | Unknown | Call for Quote | Call for Quote
0M-2100 | CM LIQUID LINE 10 |  |  | Unknown | Unknown | Unknown | Call for Quote | Call for Quote
0M-2101 | CM LIQUID LINE 11 |  |  | Unknown | Unknown | Unknown | Call for Quote | Call for Quote
0M-2102 | CM LIQUID LINE 12 |  |  | Unknown | Unknown | Unknown | Call for Quote | Call for Quote
0M-2103 | CM LIQUID LINE 13 |  |  | Unknown | Unknown | Unknown | Call for Quote | Call for Quote
0M-2104 | CM LIQUID LINE 14 |  |  | Unknown | Unknown | Unknown | Call for Quote | Call for Quote
0M-2105 | CM LIQUID LINE 15 |  |  | Unknown | Unknown | Unknown | Call for Quote | Call for Quote
0M-2106 | CM LIQUID LINE 16 |  |  | Unknown | Unknown | Unknown | Call for Quote | Call for Quote
0M-2111 | CM CW IN 1 |  |  | Unknown | Unknown | Unknown | Call for Quote | Call for Quote
0M-2112 | CM CW IN 2 |  |  | Unknown | Unknown | Unknown | Call for Quote | Call for Quote
0M-2113 | CM CW IN 3 |  |  | Unknown | Unknown | Unknown | Call for Quote | Call for Quote
0M-2114 | CM CW IN 4 |  |  | Unknown | Unknown | Unknown | Call for Quote | Call for Quote
0M-2115 | CM CW IN 5 |  |  | Unknown | Unknown | Unknown | Call for Quote | Call for Quote
0M-2116 | CM CW IN 6 |  |  | Unknown | Unknown | Unknown | Call for Quote | Call for Quote
0M-2117 | CM CW IN 7 |  |  | Unknown | Unknown | Unknown | Call for Quote | Call for Quote
0M-2118 | CM CW IN 8 |  |  | Unknown | Unknown | Unknown | Call for Quote | Call for Quote
0M-2119 | CM CW IN 9 |  |  | Unknown | Unknown | Unknown | Call for Quote | Call for Quote
0M-2120 | CM CW IN 10 |  |  | Unknown | Unknown | Unknown | Call for Quote | Call for Quote
0M-2121 | CM CW IN 11 |  |  | Unknown | Unknown | Unknown | Call for Quote | Call for Quote
0M-2122 | CM CW IN 12 |  |  | Unknown | Unknown | Unknown | Call for Quote | Call for Quote
0M-2123 | CM CW IN 13 |  |  | Unknown | Unknown | Unknown | Call for Quote | Call for Quote
0M-2124 | CM CW IN 14 |  |  | Unknown | Unknown | Unknown | Call for Quote | Call for Quote
0M-2125 | CM CW IN 15 |  |  | Unknown | Unknown | Unknown | Call for Quote | Call for Quote
0M-2126 | CM CW IN 16 |  |  | Unknown | Unknown | Unknown | Call for Quote | Call for Quote
0M-2127 | CM CW IN 17 |  |  | Unknown | Unknown | Unknown | Call for Quote | Call for Quote
0M-2128 | CM CW IN 18 |  |  | Unknown | Unknown | Unknown | Call for Quote | Call for Quote
0M-2129 | CM CW IN 19 |  |  | Unknown | Unknown | Unknown | Call for Quote | Call for Quote
0M-2130 | CM CW IN 20 |  |  | Unknown | Unknown | Unknown | Call for Quote | Call for Quote
0M-2131 | CM CW IN 21 |  |  | Unknown | Unknown | Unknown | Call for Quote | Call for Quote
0M-2132 | CM CW IN 22 |  |  | Unknown | Unknown | Unknown | Call for Quote | Call for Quote
0M-2133 | CM CW IN 23 |  |  | Unknown | Unknown | Unknown | Call for Quote | Call for Quote
0M-2134 | CM CW IN 24 |  |  | Unknown | Unknown | Unknown | Call for Quote | Call for Quote
0M-2135 | CM HGBP 9 |  |  | Unknown | Unknown | Unknown | Call for Quote | Call for Quote
0M-2136 | CM HGBP 10 |  |  | Unknown | Unknown | Unknown | Call for Quote | Call for Quote
0M-2137 | CM HGBP 11 |  |  | Unknown | Unknown | Unknown | Call for Quote | Call for Quote
0M-2138 | CM HGBP 12 |  |  | Unknown | Unknown | Unknown | Call for Quote | Call for Quote
0M-2139 | CM HGBP 13 |  |  | Unknown | Unknown | Unknown | Call for Quote | Call for Quote
0M-2140 | CM HGBP 14 |  |  | Unknown | Unknown | Unknown | Call for Quote | Call for Quote
0M-2141 | CM CW OUT 1 |  |  | Unknown | Unknown | Unknown | Call for Quote | Call for Quote
0M-2142 | CM CW OUT 2 |  |  | Unknown | Unknown | Unknown | Call for Quote | Call for Quote
0M-2143 | CM CW OUT 3 |  |  | Unknown | Unknown | Unknown | Call for Quote | Call for Quote
0M-2144 | CM CW OUT 4 |  |  | Unknown | Unknown | Unknown | Call for Quote | Call for Quote
0M-2145 | CM CW OUT 5 |  |  | Unknown | Unknown | Unknown | Call for Quote | Call for Quote
0M-2146 | CM CW OUT 6 |  |  | Unknown | Unknown | Unknown | Call for Quote | Call for Quote
0M-2147 | CM CW OUT 7 |  |  | Unknown | Unknown | Unknown | Call for Quote | Call for Quote
0M-2148 | CM CW OUT 8 |  |  | Unknown | Unknown | Unknown | Call for Quote | Call for Quote
0M-2149 | CM CW OUT 9 |  |  | Unknown | Unknown | Unknown | Call for Quote | Call for Quote
0M-2150 | CM CW OUT 10 |  |  | Unknown | Unknown | Unknown | Call for Quote | Call for Quote
0M-2151 | CM CW OUT 11 |  |  | Unknown | Unknown | Unknown | Call for Quote | Call for Quote
0M-2152 | CM CW OUT 12 |  |  | Unknown | Unknown | Unknown | Call for Quote | Call for Quote
0M-2153 | CM CW OUT 13 |  |  | Unknown | Unknown | Unknown | Call for Quote | Call for Quote
0M-2154 | CM CW OUT 14 |  |  | Unknown | Unknown | Unknown | Call for Quote | Call for Quote
0M-2155 | CM CW OUT 15 |  |  | Unknown | Unknown | Unknown | Call for Quote | Call for Quote
0M-2156 | CM CW OUT 16 |  |  | Unknown | Unknown | Unknown | Call for Quote | Call for Quote
0M-2157 | CM CW OUT 17 |  |  | Unknown | Unknown | Unknown | Call for Quote | Call for Quote
0M-2158 | CM CW OUT 18 |  |  | Unknown | Unknown | Unknown | Call for Quote | Call for Quote
0M-2159 | CM CW OUT 19 |  |  | Unknown | Unknown | Unknown | Call for Quote | Call for Quote
0M-2160 | CM CW OUT 20 |  |  | Unknown | Unknown | Unknown | Call for Quote | Call for Quote
0M-2161 | CM CW OUT 21 |  |  | Unknown | Unknown | Unknown | Call for Quote | Call for Quote
0M-2162 | CM CW OUT 22 |  |  | Unknown | Unknown | Unknown | Call for Quote | Call for Quote
0M-2163 | CM CW OUT 23 |  |  | Unknown | Unknown | Unknown | Call for Quote | Call for Quote
0M-2164 | CM CW OUT 24 |  |  | Unknown | Unknown | Unknown | Call for Quote | Call for Quote
0M-2165 | CM HGBP 15 |  |  | Unknown | Unknown | Unknown | Call for Quote | Call for Quote
0M-2168 | APC GMT FUSE ASSY 1.25A |  |  | Unknown | Unknown | Unknown | 6.1 | 5.185
0M-2179 | CM HGBP 16 |  |  | Unknown | Unknown | Unknown | Call for Quote | Call for Quote
0M-2221 | PPKG DUAL 5HP 208-230/3/60 WITH POWER NO |  |  | Unknown | Unknown | Unknown | Call for Quote | Call for Quote
0M-2222 | PPKG DUAL 5HP 208-230/3/60 NO POWER NO F |  |  | Unknown | Unknown | Unknown | Call for Quote | Call for Quote
0M-2224 | PPKG DUAL 3HP 208-230/3/60 WITH POWER NO |  |  | Unknown | Unknown | Unknown | Call for Quote | Call for Quote
0M-2225 | PPKG DUAL 5HP NO FAN NO POWER HI-V |  |  | Unknown | Unknown | Unknown | Call for Quote | Call for Quote
0M-2226 | PPKG DUAL 3HP NO FAN NO POWER HI-V |  |  | Unknown | Unknown | Unknown | Call for Quote | Call for Quote
0M-2227 | PPKG DUAL 3HP 208-230/3/60 NO FAN NO POW |  |  | Unknown | Unknown | Unknown | Call for Quote | Call for Quote
0M-2229 | PPKG DUAL 2HP 208-230/3/60 WITH POWER NO |  |  | Unknown | Unknown | Unknown | Call for Quote | Call for Quote
0M-2230 | PPKG DUAL 2HP 208-230/3/60 NO FAN NO POW |  |  | Unknown | Unknown | Unknown | Call for Quote | Call for Quote
0M-2231 | PPKG DUAL 1HP NO FAN NO POWER HI-V |  |  | Unknown | Unknown | Unknown | Call for Quote | Call for Quote
0M-2232 | PPKG DUAL 1HP 208-230/3/60 WITH POWER NO |  |  | Unknown | Unknown | Unknown | Call for Quote | Call for Quote
0M-2233 | PPKG DUAL 1 460/3/60 W/POWER NO FAN |  |  | Unknown | Unknown | Unknown | Call for Quote | Call for Quote
0M-2234 | PPKG DUAL 1-1/2HP NOFAN LOWVOLT NO POWER |  |  | Unknown | Unknown | Unknown | Call for Quote | Call for Quote
0M-2235 | PPKG DUAL 1-1/2HP NO FAN NO POWER HI-V |  |  | Unknown | Unknown | Unknown | Call for Quote | Call for Quote
0M-2237 | PPKG DUAL 1-1/2HP 208-230/3/60 W/ PWR NO |  |  | Unknown | Unknown | Unknown | Call for Quote | Call for Quote
0M-2308 | ASSY 50TON PULLEY AND BELT 50HZ STD |  |  | Unknown | Unknown | Unknown | Call for Quote | Call for Quote
0M-2322-055 | CORDSET 4.0MM 3W W/32A IEC309R 55FT |  |  | 3PH POWER DISTRIBUTION | Unknown | Unknown | 347 | 294.95
0M-2343 | S/A SHIPPING MATERIAL CN |  |  | Unknown | Unknown | Unknown | Call for Quote | Call for Quote
0M-2424 | ASSY APC CIRCUIT BREAKER 15A |  |  | Unknown | Unknown | Unknown | 49 | 41.65
0M-2426 | ASSY APC CIRCUIT BREAKER 20A |  |  | Unknown | Unknown | Unknown | 49 | 41.65
0M-2427 | ASSY APC CIRCUIT BREAKER 30A |  |  | Unknown | Unknown | Unknown | 49 | 41.65
0M-2428 | ASSY APC CIRCUIT BREAKER 3A |  |  | Unknown | Unknown | Unknown | 49 | 41.65
0M-2429 | ASSY APC CIRCUIT BREAKER 40A |  |  | Unknown | Unknown | Unknown | 49 | 41.65
0M-2430 | ASSY APC CIRCUIT BREAKER 50A |  |  | Unknown | Unknown | Unknown | 49 | 41.65
0M-2485 | CM15-20 2-WAY 350PSI WATER REG/COND |  |  | Unknown | Unknown | Unknown | 1245 | 1058.25
0M-2501 | ASSY CKT BKR PNL 24BKR W/FRT RTN |  |  | Unknown | Unknown | Unknown | 831 | 706.35
0M-2504 | ASSY 208/230 SOLENOID VALVE/COIL |  |  | Unknown | Unknown | Unknown | 252 | 214.2
0M-2588 | ASSY MX28B-400 |  |  | Unknown | Unknown | Unknown | 7070 | 6009.5
0M-2614-009 | S/A CORDSET #2 5W IEC309P 9FOOT |  |  | 3PH POWER DISTRIBUTION | Unknown | NetShelter Power Cords | 1440 | 1224
0M-2614-011 | S/A CORDSET #2 5W IEC309P 11FOOT |  |  | 3PH POWER DISTRIBUTION | Unknown | NetShelter Power Cords | 1505 | 1279.25
0M-2614-021 | S/A CORDSET #2 5W IEC309P 21FOOT |  |  | 3PH POWER DISTRIBUTION | Unknown | NetShelter Power Cords | 1830 | 1555.5
0M-2614-023 | S/A CORDSET #2 5W IEC309P 23FOOT |  |  | 3PH POWER DISTRIBUTION | Unknown | NetShelter Power Cords | 1895 | 1610.75
0M-2614-029 | S/A CORDSET #2 5W IEC309P 29FOOT |  |  | 3PH POWER DISTRIBUTION | Unknown | NetShelter Power Cords | 1905 | 1619.25
0M-2614-031 | S/A CORDSET #2 5W IEC309P 31FOOT |  |  | 3PH POWER DISTRIBUTION | Unknown | NetShelter Power Cords | 1865 | 1585.25
0M-2614-037 | S/A CORDSET #2 5W IEC309P 37FOOT |  |  | 3PH POWER DISTRIBUTION | Unknown | NetShelter Power Cords | 2240 | 1904
0M-2614-041 | S/A CORDSET #2 5W IEC309P 41FOOT |  |  | 3PH POWER DISTRIBUTION | Unknown | NetShelter Power Cords | 2150 | 1827.5
0M-2614-051 | S/A CORDSET #2 5W IEC309P 51FOOT |  |  | 3PH POWER DISTRIBUTION | Unknown | Unknown | 2435 | 2069.75
0M-2614-059 | S/A CORDSET #2 5W IEC309P 59FOOT |  |  | 3PH POWER DISTRIBUTION | Unknown | NetShelter Power Cords | 2660 | 2261
0M-2620 | AFX 34KW Downflow Frame |  |  | Unknown | Unknown | Unknown | Call for Quote | Call for Quote
0M-2621 | AFX 34KW Upflow Frame - Front Return |  |  | Unknown | Unknown | Unknown | 674 | 572.9
0M-2622 | AFX 34KW Upflow Frame - Rear Return |  |  | Unknown | Unknown | Unknown | 2445 | 2078.25
0M-2636 | AFX Master Control Board, 380V |  |  | Unknown | Unknown | Unknown | Call for Quote | Call for Quote
0M-2641 | AFX 41-62KW Downflow Frame W/Remote Disp |  |  | Unknown | Unknown | Unknown | 275 | 233.75
0M-2642 | AFX 41-62KW Upflow Frame - Front Return |  |  | Unknown | Unknown | Unknown | 926 | 787.1
0M-2643 | AFX 41-62KW Upflow Frame - Rear Return W |  |  | Unknown | Unknown | Unknown | 2685 | 2282.25
0M-2655 | S/A 3BAY FILTER RACK REAR RETURN |  |  | Unknown | Unknown | Unknown | Call for Quote | Call for Quote
0M-2663 | ASSY MX28B-200 |  |  | Unknown | Unknown | Unknown | 6345 | 5393.25
0M-2668 | S/A 92AH BATT TRAY BTM MTG/NO CB (MX06) |  |  | Unknown | Unknown | Unknown | 3250 | 2762.5
0M-2669 | S/A BTM 100A BKR DISC TRAY CA 100AH BATT |  |  | Unknown | Unknown | Unknown | 3565 | 3030.25
0M-2670 | S/A 150AH BATT TRAY BTM MTG/NO CB (MX06) |  |  | Unknown | Unknown | Unknown | 3445 | 2928.25
0M-2671 | S/A BTM 150A BKR DISC TRAY CA 150AH BATT |  |  | Unknown | Unknown | Unknown | 4750 | 4037.5
0M-2672 | S/A 92AH BATT TRAY BTM MTG/NO CB (MX28) |  |  | Unknown | Unknown | Unknown | 2980 | 2533
0M-2675 | S/A 150AH BATT TRAY BTM MTG/NO CB (MX28) |  |  | Unknown | Unknown | Unknown | 3745 | 3183.25
0M-2737 | CW 41KW Pulley and Belt 50HZ |  |  | Unknown | Unknown | Unknown | Call for Quote | Call for Quote
0M-2738 | CW 50KW Pulley and Belt 50HZ |  |  | Unknown | Unknown | Unknown | Call for Quote | Call for Quote
0M-2739 | CW 70KW Pulley and Belt 50HZ |  |  | Unknown | Unknown | Unknown | Call for Quote | Call for Quote
0M-2740 | CW 87KW Pulley and Belt 50HZ |  |  | Unknown | Unknown | Unknown | Call for Quote | Call for Quote
0M-2744 | ASSY OPT AFX 50HZ PULLEY AND BELT |  |  | Unknown | Unknown | Unknown | Call for Quote | Call for Quote
0M-2815A-001 | ASSY ROOF NETS DX BLK |  |  | Unknown | Unknown | Unknown | 242 | 205.7
0M-2971 | AFX Electric Reheat, 20-27KW, 575V, Dow |  |  | Unknown | Unknown | Unknown | 1100 | 935
0M-2972 | AFX Electric Reheat, 20-27KW, 460V, Upf |  |  | Unknown | Unknown | Unknown | 1100 | 935
0M-2973 | AFX Electric Reheat, 20-27KW, 575V, Upf |  |  | Unknown | Unknown | Unknown | 1100 | 935
0M-2974 | AFX Electric Reheat, 20-27KW, 380V, Upf |  |  | Unknown | Unknown | Unknown | 1100 | 935
0M-2975 | AFX Electric Reheat, 20-27KW, 460V, Dow |  |  | Unknown | Unknown | Unknown | 1100 | 935
0M-2976 | AFX Electric Reheat, 20-27KW, 380V, Dow |  |  | Unknown | Unknown | Unknown | 1100 | 935
0M-2977 | AFX Electric Reheat, 20-27KW, 230V, Upf |  |  | Unknown | Unknown | Unknown | 1100 | 935
0M-2978 | AFX Electric Reheat, 20-27KW, 230V, Dow |  |  | Unknown | Unknown | Unknown | 1100 | 935
0M-3019 | ASSY MX28B +27V/400A SNMP |  |  | Unknown | Unknown | Unknown | 5705 | 4849.25
0M-3033 | ASSY NO LVD +27V/400A |  |  | Unknown | Unknown | Unknown | 139 | 118.15
0M-3034 | ASSY LOAD LVD +27V/400A |  |  | Unknown | Unknown | Unknown | 330 | 280.5
0M-3035 | ASSY BATTERY LVD +27V/400A |  |  | Unknown | Unknown | Unknown | 414 | 351.9
0M-3036 | ASSY 24CB LOAD CENTER +27V/400A |  |  | Unknown | Unknown | Unknown | 841 | 714.85
0M-3070 | S/A CM50/65 W/G 3-WAY 350PSI WTR REG VAL |  |  | Unknown | Unknown | Unknown | 928 | 788.8
0M-3071 | S/A CM50/65 W/G 2-WAY 350PSI WTR REG VAL |  |  | Unknown | Unknown | Unknown | 928 | 788.8
0M-3147 | KIT BAT BLANK PANEL BLK SY3PH |  |  | 3PH POWER DISTRIBUTION | Unknown | Unknown | 33 | 28.05
0M-3148 | KIT PM BLANK PANEL BLK SY3PH |  |  | 3PH POWER DISTRIBUTION | Unknown | Unknown | 46 | 39.1
0M-3152 | DUAL FEED OPTION FOR TYPE B 80KW XLESS |  |  | Unknown | Unknown | Unknown | 3495 | 2970.75
0M-3172 | ASSY BLANK PANEL ATO |  |  | Unknown | Unknown | Unknown | 8.1 | 6.885
0M-3173 | ASSY FUSE 200A ATO |  |  | Unknown | Unknown | Unknown | 67 | 56.95
0M-3174 | ASSY FUSE 300A ATO |  |  | Unknown | Unknown | Unknown | 105 | 89.25
0M-3175 | ASSY FUSE 600A ATO |  |  | Unknown | Unknown | Unknown | 111 | 94.35
0M-3176 | ASSY BLANK PANEL 5.25 ATO |  |  | Unknown | Unknown | Unknown | 29 | 24.65
0M-3213 | CW 87-105KW Blower, 15-11, Upflow |  |  | Unknown | Unknown | Unknown | Call for Quote | Call for Quote
0M-3228 | CW 87-105KW Blower, 15-11, Downflow |  |  | Unknown | Unknown | Unknown | Call for Quote | Call for Quote
0M-3339 | S/A PPKG SGL 1/2HP 230/1/60 NO FANS NO P |  |  | Unknown | Unknown | Unknown | 1415 | 1202.75
0M-3459 | S/A COMPRESSOR SOUND JACKET ZR108/125 |  |  | Unknown | Unknown | Unknown | Call for Quote | Call for Quote
0M-3460 | KIT WIRE BATT TRAY 1 & 2 |  |  | FSB SPARES | Unknown | Unknown | 50 | 42.5
0M-3461 | KIT WIRE BATTERY TRAY 3 & 4 |  |  | FSB SPARES | Unknown | Unknown | 50 | 42.5
0M-3465 | S/A AFX PULLEY 1VP50X1-1/8 A BELT OPT |  |  | Unknown | Unknown | Unknown | Call for Quote | Call for Quote
0M-3586 | ASSY BLANK PANEL 1U X 23.0 BLACK |  |  | SPARES 3RDP OTHER | Unknown | Unknown | 32 | 27.2
0M-3587 | ASSY BLANK PANEL 3U X 23.0 BLACK |  |  | SPARES 3RDP OTHER | Unknown | Unknown | 32 | 27.2
0M-3595 | PULLEY/BELT OPT BLWR 6.75OD |  |  | Unknown | Unknown | Unknown | Call for Quote | Call for Quote
0M-3651 | CW 41-70KW Downflow Frame W/Remote Displ |  |  | Unknown | Unknown | Unknown | 327 | 277.95
0M-3652 | CW 87-105KW Downflow Frame W/Remote Disp |  |  | Unknown | Unknown | Unknown | 327 | 277.95
0M-3653 | CW 123-140KW Downflow Frame W/Remote Dis |  |  | Unknown | Unknown | Unknown | 327 | 277.95
0M-3655 | CW 41-70KW Upflow Frame - Rear Return W/ |  |  | Unknown | Unknown | Unknown | 3495 | 2970.75
0M-3656 | CW 87-105KW Upflow Frame - Front Return |  |  | Unknown | Unknown | Unknown | 1820 | 1547
0M-3657 | CW 87-105KW Upflow Frame - Rear Return W |  |  | Unknown | Unknown | Unknown | 3495 | 2970.75
0M-3658 | CW 123-140KW UPFLOW FRAME - FRONT RETURN |  |  | Unknown | Unknown | Unknown | 1820 | 1547
0M-3659 | CW 123-140KW Upflow Frame - Rear Return |  |  | Unknown | Unknown | Unknown | 3495 | 2970.75
0M-3684 | AFX 34KW Downflow Frame W/Remote Display |  |  | Unknown | Unknown | Unknown | 252 | 214.2
0M-3685 | AFX 34KW Upflow Frame - Front Return W/R |  |  | Unknown | Unknown | Unknown | 899 | 764.15
0M-3686 | AFX 34KW Upflow Frame - Rear Return W/Re |  |  | Unknown | Unknown | Unknown | 2685 | 2282.25
0M-3723 | TC Common Parts - High Head Pressure & H |  |  | Unknown | Unknown | Unknown | Call for Quote | Call for Quote
0M-3753 | TC 2-Way Valve - MultiCool |  |  | Unknown | Unknown | Unknown | Call for Quote | Call for Quote
0M-3774 | CW Microprocessor Controller |  |  | Unknown | Unknown | Unknown | Call for Quote | Call for Quote
0M-3784 | CW 20KW Downflow Frame W/ Remote Display |  |  | Unknown | Unknown | Unknown | 327 | 277.95
0M-3785 | CW 20-27KW Upflow Frame - Front Return W |  |  | Unknown | Unknown | Unknown | 1820 | 1547
0M-3788 | CW 27KW Downflow Frame W/ Remote Display |  |  | Unknown | Unknown | Unknown | 327 | 277.95
0M-3789 | CW 27KW Upflow Frame - Rear Return W/ Re |  |  | Unknown | Unknown | Unknown | 3495 | 2970.75
0M-3845 | PKG W/O FILTERS SPOT COOLED FILTER GRILL |  |  | Unknown | Unknown | Unknown | 256 | 217.6
0M-3891 | SUB ASSY CW100 PULLEY & BELT 60HZ 15HP M |  |  | Unknown | Unknown | Unknown | Call for Quote | Call for Quote
0M-3906 | AFX FC Common Parts - Hot Gas Bypass, 3 |  |  | Unknown | Unknown | Unknown | 625 | 531.25
0M-3932 | CW 87KW Optional Pulley and Belt 60HZ |  |  | Unknown | Unknown | Unknown | 814 | 691.9
0M-3934 | AFX FC Common Parts - High Head Pressure |  |  | Unknown | Unknown | Unknown | Call for Quote | Call for Quote
0M-3935 | AFX FC Common Parts - Hot Gas Bypass & H |  |  | Unknown | Unknown | Unknown | 701 | 595.85
0M-3936 | AFX FC Common Parts, 34-62KW |  |  | Unknown | Unknown | Unknown | Call for Quote | Call for Quote
0M-3937 | AFX FC Common Parts - Hot Gas Bypass & H |  |  | Unknown | Unknown | Unknown | 602 | 511.7
0M-3938 | AFX FC Common Parts - High Head Pressure |  |  | Unknown | Unknown | Unknown | Call for Quote | Call for Quote
0M-3941 | AFX FC Common Parts - Hot Gas Bypass & H |  |  | Unknown | Unknown | Unknown | 554 | 470.9
0M-3942 | AFX FC Common Parts - High Head Pressure |  |  | Unknown | Unknown | Unknown | Call for Quote | Call for Quote
0M-3972 | CW Circuit Breaker Buss Master/Slave |  |  | Unknown | Unknown | Unknown | Call for Quote | Call for Quote
0M-4324 | CW INLET 2 |  |  | Unknown | Unknown | Unknown | Call for Quote | Call for Quote
0M-4325 | CW INLET 3 |  |  | Unknown | Unknown | Unknown | Call for Quote | Call for Quote
0M-4326 | CW INLET 1 |  |  | Unknown | Unknown | Unknown | Call for Quote | Call for Quote
0M-4326A | CW INLET 1 |  |  | Unknown | Unknown | Unknown | Call for Quote | Call for Quote
0M-4327 | CW INLET 4 |  |  | Unknown | Unknown | Unknown | Call for Quote | Call for Quote
0M-4328 | CW INLET 5 |  |  | Unknown | Unknown | Unknown | Call for Quote | Call for Quote
0M-4329 | CW INLET 6 |  |  | Unknown | Unknown | Unknown | Call for Quote | Call for Quote
0M-4330 | CW INLET 7 |  |  | Unknown | Unknown | Unknown | Call for Quote | Call for Quote
0M-4331 | CW INLET 8 |  |  | Unknown | Unknown | Unknown | Call for Quote | Call for Quote
0M-4332 | CW INLET 9 |  |  | Unknown | Unknown | Unknown | Call for Quote | Call for Quote
0M-4333 | CW INLET 10 |  |  | Unknown | Unknown | Unknown | Call for Quote | Call for Quote
0M-4334 | CW INLET 11 |  |  | Unknown | Unknown | Unknown | Call for Quote | Call for Quote
0M-4335 | CW INLET 12 |  |  | Unknown | Unknown | Unknown | Call for Quote | Call for Quote
0M-4336 | CW INLET 13 |  |  | Unknown | Unknown | Unknown | Call for Quote | Call for Quote
0M-4336A | CW INLET 13 |  |  | Unknown | Unknown | Unknown | Call for Quote | Call for Quote
0M-4337 | CW INLET 14 |  |  | Unknown | Unknown | Unknown | Call for Quote | Call for Quote
0M-4338 | CW INLET 15 |  |  | Unknown | Unknown | Unknown | Call for Quote | Call for Quote
0M-4339 | CW INLET 16 |  |  | Unknown | Unknown | Unknown | Call for Quote | Call for Quote
0M-4340 | CW INLET 17 |  |  | Unknown | Unknown | Unknown | Call for Quote | Call for Quote
0M-4341 | CW INLET 18 |  |  | Unknown | Unknown | Unknown | Call for Quote | Call for Quote
0M-4342 | CW INLET 19 |  |  | Unknown | Unknown | Unknown | Call for Quote | Call for Quote
0M-4342A | CW INLET 19 |  |  | Unknown | Unknown | Unknown | Call for Quote | Call for Quote
0M-4343 | CW INLET 20 |  |  | Unknown | Unknown | Unknown | Call for Quote | Call for Quote
0M-4344 | CW INLET 21 |  |  | Unknown | Unknown | Unknown | Call for Quote | Call for Quote
0M-4345 | CW INLET 22 |  |  | Unknown | Unknown | Unknown | Call for Quote | Call for Quote
0M-4346 | CW INLET 23 |  |  | Unknown | Unknown | Unknown | Call for Quote | Call for Quote
0M-4347 | CW INLET 24 |  |  | Unknown | Unknown | Unknown | Call for Quote | Call for Quote
0M-4348 | CW INLET 25 |  |  | Unknown | Unknown | Unknown | Call for Quote | Call for Quote
0M-4348A | CW INLET 25 |  |  | Unknown | Unknown | Unknown | Call for Quote | Call for Quote
0M-4349 | CW INLET 26 |  |  | Unknown | Unknown | Unknown | Call for Quote | Call for Quote
0M-4350 | CW INLET 27 |  |  | Unknown | Unknown | Unknown | Call for Quote | Call for Quote
0M-4351 | CW INLET 28 |  |  | Unknown | Unknown | Unknown | Call for Quote | Call for Quote
0M-4352 | CW INLET 29 |  |  | Unknown | Unknown | Unknown | Call for Quote | Call for Quote
0M-4353 | CW INLET 30 |  |  | Unknown | Unknown | Unknown | Call for Quote | Call for Quote
0M-4354 | CW INLET 31 |  |  | Unknown | Unknown | Unknown | Call for Quote | Call for Quote
0M-4355 | CW INLET 32 |  |  | Unknown | Unknown | Unknown | Call for Quote | Call for Quote
0M-4356 | CW INLET 33 |  |  | Unknown | Unknown | Unknown | Call for Quote | Call for Quote
0M-4357 | CW INLET 34 |  |  | Unknown | Unknown | Unknown | Call for Quote | Call for Quote
0M-4358 | CW INLET 35 |  |  | Unknown | Unknown | Unknown | Call for Quote | Call for Quote
0M-4359 | CW INLET 36 |  |  | Unknown | Unknown | Unknown | Call for Quote | Call for Quote
0M-4360 | CW INLET 60 |  |  | Unknown | Unknown | Unknown | Call for Quote | Call for Quote
0M-4360A | CW INLET 37 |  |  | Unknown | Unknown | Unknown | Call for Quote | Call for Quote
0M-4361 | CW INLET 38 |  |  | Unknown | Unknown | Unknown | Call for Quote | Call for Quote
0M-4362 | CW INLET 39 |  |  | Unknown | Unknown | Unknown | Call for Quote | Call for Quote
0M-4362A | SUB ASSY INLET 39 CW |  |  | Unknown | Unknown | Unknown | Call for Quote | Call for Quote
0M-4363 | CW INLET 40 |  |  | Unknown | Unknown | Unknown | Call for Quote | Call for Quote
0M-4364 | CW INLET 41 |  |  | Unknown | Unknown | Unknown | Call for Quote | Call for Quote
0M-4365 | CW INLET 42 |  |  | Unknown | Unknown | Unknown | Call for Quote | Call for Quote
0M-4366 | CW INLET 43 |  |  | Unknown | Unknown | Unknown | Call for Quote | Call for Quote
0M-4367 | CW INLET 44 |  |  | Unknown | Unknown | Unknown | Call for Quote | Call for Quote
0M-4368 | CW INLET 45 |  |  | Unknown | Unknown | Unknown | Call for Quote | Call for Quote
0M-4369 | CW INLET 46 |  |  | Unknown | Unknown | Unknown | Call for Quote | Call for Quote
0M-4370 | CW INLET 47 |  |  | Unknown | Unknown | Unknown | Call for Quote | Call for Quote
0M-4371 | CW INLET 48 |  |  | Unknown | Unknown | Unknown | Call for Quote | Call for Quote
0M-4372 | CW INLET 49 |  |  | Unknown | Unknown | Unknown | Call for Quote | Call for Quote
0M-4372A | CW INLET 49 |  |  | UNIFLAIR ROOM COOLING | Unknown | Unknown | Call for Quote | Call for Quote
0M-4374 | CW INLET 51 |  |  | Unknown | Unknown | Unknown | Call for Quote | Call for Quote
0M-4374A | CW INLET 51 |  |  | UNIFLAIR ROOM COOLING | Unknown | Unknown | Call for Quote | Call for Quote
0M-4378 | CW INLET 55 |  |  | Unknown | Unknown | Unknown | Call for Quote | Call for Quote
0M-4378A | CW INLET 55 |  |  | UNIFLAIR ROOM COOLING | Unknown | Unknown | Call for Quote | Call for Quote
0M-4384 | CW INLET 61 |  |  | Unknown | Unknown | Unknown | Call for Quote | Call for Quote
0M-4384A | CW INLET 61 |  |  | Unknown | Unknown | Unknown | Call for Quote | Call for Quote
0M-4385 | CW INLET 62 |  |  | Unknown | Unknown | Unknown | Call for Quote | Call for Quote
0M-4386 | CW INLET 63 |  |  | Unknown | Unknown | Unknown | Call for Quote | Call for Quote
0M-4387 | CW INLET 64 |  |  | Unknown | Unknown | Unknown | Call for Quote | Call for Quote
0M-4388 | CW INLET 65 |  |  | Unknown | Unknown | Unknown | Call for Quote | Call for Quote
0M-4389 | CW INLET 66 |  |  | Unknown | Unknown | Unknown | Call for Quote | Call for Quote
0M-4390 | CW INLET 67 |  |  | Unknown | Unknown | Unknown | Call for Quote | Call for Quote
0M-4391 | CW INLET 68 |  |  | Unknown | Unknown | Unknown | Call for Quote | Call for Quote
0M-4392 | CW INLET 69 |  |  | Unknown | Unknown | Unknown | Call for Quote | Call for Quote
0M-4393 | CW INLET 70 |  |  | Unknown | Unknown | Unknown | Call for Quote | Call for Quote
0M-4394 | CW INLET 71 |  |  | Unknown | Unknown | Unknown | Call for Quote | Call for Quote
0M-4395 | CW INLET 72 |  |  | Unknown | Unknown | Unknown | Call for Quote | Call for Quote
0M-4396 | CW INLET 73 |  |  | Unknown | Unknown | Unknown | Call for Quote | Call for Quote
0M-4397 | CW INLET 74 |  |  | Unknown | Unknown | Unknown | Call for Quote | Call for Quote
0M-4398 | CW INLET 75 |  |  | Unknown | Unknown | Unknown | Call for Quote | Call for Quote
0M-4399 | CW INLET 76 |  |  | Unknown | Unknown | Unknown | Call for Quote | Call for Quote
0M-4400 | CW INLET 77 |  |  | Unknown | Unknown | Unknown | Call for Quote | Call for Quote
0M-4401 | CW INLET 78 |  |  | Unknown | Unknown | Unknown | Call for Quote | Call for Quote
0M-4402 | CW INLET 79 |  |  | Unknown | Unknown | Unknown | Call for Quote | Call for Quote
0M-4403 | CW INLET 80 |  |  | Unknown | Unknown | Unknown | Call for Quote | Call for Quote
0M-4404 | CW OUTLET 1 |  |  | Unknown | Unknown | Unknown | Call for Quote | Call for Quote
0M-4405 | CW OUTLET 2 |  |  | Unknown | Unknown | Unknown | Call for Quote | Call for Quote
0M-4406 | CW OUTLET 3 |  |  | Unknown | Unknown | Unknown | Call for Quote | Call for Quote
0M-4407 | CW OUTLET 4 |  |  | Unknown | Unknown | Unknown | Call for Quote | Call for Quote
0M-4408 | CW OUTLET 5 |  |  | Unknown | Unknown | Unknown | Call for Quote | Call for Quote
0M-4409 | CW OUTLET 6 |  |  | Unknown | Unknown | Unknown | Call for Quote | Call for Quote
0M-4410 | CW OUTLET 7 |  |  | Unknown | Unknown | Unknown | Call for Quote | Call for Quote
0M-4411 | CW OUTLET 8 |  |  | Unknown | Unknown | Unknown | Call for Quote | Call for Quote
0M-4412 | CW OUTLET 9 |  |  | Unknown | Unknown | Unknown | Call for Quote | Call for Quote
0M-4413 | CW OUTLET 10 |  |  | Unknown | Unknown | Unknown | Call for Quote | Call for Quote
0M-4414 | CW OUTLET 11 |  |  | Unknown | Unknown | Unknown | Call for Quote | Call for Quote
0M-4414A | CW OUTLET 11 |  |  | Unknown | Unknown | Unknown | Call for Quote | Call for Quote
0M-4415 | CW OUTLET 12 |  |  | Unknown | Unknown | Unknown | Call for Quote | Call for Quote
0M-4416 | CW OUTLET 13 |  |  | Unknown | Unknown | Unknown | Call for Quote | Call for Quote
0M-4417 | CW OUTLET 14 |  |  | Unknown | Unknown | Unknown | Call for Quote | Call for Quote
0M-4418 | CW OUTLET 15 |  |  | Unknown | Unknown | Unknown | Call for Quote | Call for Quote
0M-4419 | CW OUTLET 16 |  |  | Unknown | Unknown | Unknown | Call for Quote | Call for Quote
0M-4420 | CW OUTLET 17 |  |  | Unknown | Unknown | Unknown | Call for Quote | Call for Quote
0M-4421 | CW OUTLET 18 |  |  | Unknown | Unknown | Unknown | Call for Quote | Call for Quote
0M-4422 | CW OUTLET 19 |  |  | Unknown | Unknown | Unknown | Call for Quote | Call for Quote
0M-4423 | CW OUTLET 20 |  |  | Unknown | Unknown | Unknown | Call for Quote | Call for Quote
0M-4424 | CW OUTLET 21 |  |  | Unknown | Unknown | Unknown | Call for Quote | Call for Quote
0M-4425 | CW OUTLET 22 |  |  | Unknown | Unknown | Unknown | Call for Quote | Call for Quote
0M-4426 | CW OUTLET 23 |  |  | Unknown | Unknown | Unknown | Call for Quote | Call for Quote
0M-4427 | CW OUTLET 24 |  |  | Unknown | Unknown | Unknown | Call for Quote | Call for Quote
0M-4428 | CW OUTLET 25 |  |  | Unknown | Unknown | Unknown | Call for Quote | Call for Quote
0M-4429 | CW OUTLET 26 |  |  | Unknown | Unknown | Unknown | Call for Quote | Call for Quote
0M-4430 | CW OUTLET 27 |  |  | Unknown | Unknown | Unknown | Call for Quote | Call for Quote
0M-4430A | CW OUTLET 27 |  |  | Unknown | Unknown | Unknown | Call for Quote | Call for Quote
0M-4431 | CW OUTLET 28 |  |  | Unknown | Unknown | Unknown | Call for Quote | Call for Quote
0M-4432 | CW OUTLET 29 |  |  | Unknown | Unknown | Unknown | Call for Quote | Call for Quote
0M-4433 | CW OUTLET 30 |  |  | Unknown | Unknown | Unknown | Call for Quote | Call for Quote
0M-4434 | CW OUTLET 31 |  |  | Unknown | Unknown | Unknown | Call for Quote | Call for Quote
0M-4435 | CW OUTLET 32 |  |  | Unknown | Unknown | Unknown | Call for Quote | Call for Quote
0M-4436 | CW OUTLET 33 |  |  | Unknown | Unknown | Unknown | Call for Quote | Call for Quote
0M-4437 | CW OUTLET 34 |  |  | Unknown | Unknown | Unknown | Call for Quote | Call for Quote
0M-4438 | CW OUTLET 35 |  |  | Unknown | Unknown | Unknown | Call for Quote | Call for Quote
0M-4439 | CW OUTLET 36 |  |  | Unknown | Unknown | Unknown | Call for Quote | Call for Quote
0M-4440 | CW OUTLET 37 |  |  | Unknown | Unknown | Unknown | Call for Quote | Call for Quote
0M-4441 | CW OUTLET 38 |  |  | Unknown | Unknown | Unknown | Call for Quote | Call for Quote
0M-4442 | CW OUTLET 39 |  |  | Unknown | Unknown | Unknown | Call for Quote | Call for Quote
0M-4443 | CW OUTLET 40 |  |  | Unknown | Unknown | Unknown | Call for Quote | Call for Quote
0M-4444 | CW OUTLET 41 |  |  | Unknown | Unknown | Unknown | Call for Quote | Call for Quote
0M-4445 | CW OUTLET 42 |  |  | Unknown | Unknown | Unknown | Call for Quote | Call for Quote
0M-4446 | CW OUTLET 43 |  |  | Unknown | Unknown | Unknown | Call for Quote | Call for Quote
0M-4446A | CW OUTLET 43 |  |  | Unknown | Unknown | Unknown | Call for Quote | Call for Quote
0M-4447 | CW OUTLET 44 |  |  | Unknown | Unknown | Unknown | Call for Quote | Call for Quote
0M-4448 | CW OUTLET 45 |  |  | Unknown | Unknown | Unknown | Call for Quote | Call for Quote
0M-4449 | CW OUTLET 46 |  |  | Unknown | Unknown | Unknown | Call for Quote | Call for Quote
0M-4450 | CW OUTLET 47 |  |  | Unknown | Unknown | Unknown | Call for Quote | Call for Quote
0M-4451 | CW OUTLET 48 |  |  | Unknown | Unknown | Unknown | Call for Quote | Call for Quote
0M-4452 | CW OUTLET 49 |  |  | Unknown | Unknown | Unknown | Call for Quote | Call for Quote
0M-4453 | CW OUTLET 50 |  |  | Unknown | Unknown | Unknown | Call for Quote | Call for Quote
0M-4454 | CW OUTLET 51 |  |  | Unknown | Unknown | Unknown | Call for Quote | Call for Quote
0M-4455 | CW OUTLET 52 |  |  | Unknown | Unknown | Unknown | Call for Quote | Call for Quote
0M-4456 | CW OUTLET 53 |  |  | Unknown | Unknown | Unknown | Call for Quote | Call for Quote
0M-4457 | CW OUTLET 54 |  |  | Unknown | Unknown | Unknown | Call for Quote | Call for Quote
0M-4458 | CW OUTLET 55 |  |  | Unknown | Unknown | Unknown | Call for Quote | Call for Quote
0M-4459 | CW OUTLET 56 |  |  | Unknown | Unknown | Unknown | Call for Quote | Call for Quote
0M-4460 | CW OUTLET 57 |  |  | Unknown | Unknown | Unknown | Call for Quote | Call for Quote
0M-4461 | CW OUTLET 58 |  |  | Unknown | Unknown | Unknown | Call for Quote | Call for Quote
0M-4462 | CW OUTLET 59 |  |  | Unknown | Unknown | Unknown | Call for Quote | Call for Quote
0M-4462A | CW OUTLET 59 |  |  | Unknown | Unknown | Unknown | Call for Quote | Call for Quote
0M-4463 | CW OUTLET 60 |  |  | Unknown | Unknown | Unknown | Call for Quote | Call for Quote
0M-4464 | CW OUTLET 61 |  |  | Unknown | Unknown | Unknown | Call for Quote | Call for Quote
0M-4465 | CW OUTLET 62 |  |  | Unknown | Unknown | Unknown | Call for Quote | Call for Quote
0M-4466 | CW OUTLET 63 |  |  | Unknown | Unknown | Unknown | Call for Quote | Call for Quote
0M-4467 | CW OUTLET 64 |  |  | Unknown | Unknown | Unknown | Call for Quote | Call for Quote
0M-4468 | CW OUTLET 65 |  |  | UNIFLAIR ROOM COOLING | Unknown | Unknown | Call for Quote | Call for Quote
0M-4470 | CW OUTLET 67 |  |  | Unknown | Unknown | Unknown | Call for Quote | Call for Quote
0M-4470A | CW OUTLET 67 |  |  | UNIFLAIR ROOM COOLING | Unknown | Unknown | Call for Quote | Call for Quote
0M-4472 | CW OUTLET 69 |  |  | Unknown | Unknown | Unknown | Call for Quote | Call for Quote
0M-4476 | CW OUTLET 73 |  |  | UNIFLAIR ROOM COOLING | Unknown | Unknown | Call for Quote | Call for Quote
0M-4484 | CW OUTLET 81 |  |  | Unknown | Unknown | Unknown | Call for Quote | Call for Quote
0M-4485 | CW OUTLET 82 |  |  | Unknown | Unknown | Unknown | Call for Quote | Call for Quote
0M-4486 | CW OUTLET 83 |  |  | Unknown | Unknown | Unknown | Call for Quote | Call for Quote
0M-4487 | CW OUTLET 84 |  |  | Unknown | Unknown | Unknown | Call for Quote | Call for Quote
0M-4488 | CW OUTLET 85 |  |  | Unknown | Unknown | Unknown | Call for Quote | Call for Quote
0M-4489 | CW OUTLET 86 |  |  | Unknown | Unknown | Unknown | Call for Quote | Call for Quote
0M-4489A | CW OUTLET 86 |  |  | Unknown | Unknown | Unknown | Call for Quote | Call for Quote
0M-4490 | CW OUTLET 87 |  |  | Unknown | Unknown | Unknown | Call for Quote | Call for Quote
0M-4491 | CW OUTLET 88 |  |  | Unknown | Unknown | Unknown | Call for Quote | Call for Quote
0M-4492 | CW OUTLET 89 |  |  | Unknown | Unknown | Unknown | Call for Quote | Call for Quote
0M-4493 | CW OUTLET 90 |  |  | Unknown | Unknown | Unknown | Call for Quote | Call for Quote
0M-4494 | CW OUTLET 91 |  |  | Unknown | Unknown | Unknown | Call for Quote | Call for Quote
0M-4495 | CW OUTLET 92 |  |  | Unknown | Unknown | Unknown | Call for Quote | Call for Quote
0M-4496 | CW OUTLET 93 |  |  | Unknown | Unknown | Unknown | Call for Quote | Call for Quote
0M-4497 | CW OUTLET 94 |  |  | Unknown | Unknown | Unknown | Call for Quote | Call for Quote
0M-4498 | CW OUTLET 95 |  |  | Unknown | Unknown | Unknown | Call for Quote | Call for Quote
0M-4499 | CW OUTLET 96 |  |  | Unknown | Unknown | Unknown | Call for Quote | Call for Quote
0M-4503 | CW OUTLET 100 |  |  | Unknown | Unknown | Unknown | Call for Quote | Call for Quote
0M-4504 | CW COIL ADAP 1 |  |  | Unknown | Unknown | Unknown | Call for Quote | Call for Quote
0M-4505 | CW COIL ADAP 2 |  |  | Unknown | Unknown | Unknown | Call for Quote | Call for Quote
0M-4506 | CW COIL ADAP 3 |  |  | Unknown | Unknown | Unknown | Call for Quote | Call for Quote
0M-4507 | CW COIL ADAP 4 |  |  | Unknown | Unknown | Unknown | Call for Quote | Call for Quote
0M-4508 | CW COIL ADAP 5 |  |  | Unknown | Unknown | Unknown | Call for Quote | Call for Quote
0M-4509 | CW COIL ADAP 6 |  |  | Unknown | Unknown | Unknown | Call for Quote | Call for Quote
0M-4510 | CW COIL ADAP 7 |  |  | Unknown | Unknown | Unknown | Call for Quote | Call for Quote
0M-4511 | CW COIL ADAP 8 |  |  | Unknown | Unknown | Unknown | Call for Quote | Call for Quote
0M-4512 | CW COIL ADAP 9 |  |  | Unknown | Unknown | Unknown | Call for Quote | Call for Quote
0M-4513 | CW COIL ADAP 10 |  |  | Unknown | Unknown | Unknown | Call for Quote | Call for Quote
0M-4514 | CW COIL ADAP 11 |  |  | Unknown | Unknown | Unknown | Call for Quote | Call for Quote
0M-4515 | CW COIL ADAP 12 |  |  | Unknown | Unknown | Unknown | Call for Quote | Call for Quote
0M-4516 | CW COIL ADAP 13 |  |  | UNIFLAIR ROOM COOLING | Unknown | Unknown | Call for Quote | Call for Quote
0M-4517 | CW COIL ADAP 14 |  |  | Unknown | Unknown | Unknown | Call for Quote | Call for Quote
0M-4517A | CW COIL ADAP 14 |  |  | UNIFLAIR ROOM COOLING | Unknown | Unknown | Call for Quote | Call for Quote
0M-4518 | CW COIL ADAP 15 |  |  | Unknown | Unknown | Unknown | Call for Quote | Call for Quote
0M-4519 | CW COIL ADAP 16 |  |  | Unknown | Unknown | Unknown | Call for Quote | Call for Quote
0M-4520 | CW COIL ADAP 17 |  |  | Unknown | Unknown | Unknown | Call for Quote | Call for Quote
0M-4521 | CW COIL ADAP 18 |  |  | Unknown | Unknown | Unknown | Call for Quote | Call for Quote
0M-4522 | CW COIL ADAP 19 |  |  | Unknown | Unknown | Unknown | Call for Quote | Call for Quote
0M-4523 | CW COIL ADAP 20 |  |  | UNIFLAIR ROOM COOLING | Unknown | Unknown | Call for Quote | Call for Quote
0M-4524 | CW COIL ADAP 21 |  |  | Unknown | Unknown | Unknown | Call for Quote | Call for Quote
0M-4525 | CW COIL ADAP 22 |  |  | Unknown | Unknown | Unknown | Call for Quote | Call for Quote
0M-4526 | CW COIL ADAP 23 |  |  | Unknown | Unknown | Unknown | Call for Quote | Call for Quote
0M-4527 | CW COIL ADAP 24 |  |  | Unknown | Unknown | Unknown | Call for Quote | Call for Quote
0M-4528 | CW 180ùS 1 |  |  | Unknown | Unknown | Unknown | Call for Quote | Call for Quote
0M-4529 | CW 180ùS 2 |  |  | Unknown | Unknown | Unknown | Call for Quote | Call for Quote
0M-4530 | CW 180ùS 3 |  |  | Unknown | Unknown | Unknown | Call for Quote | Call for Quote
0M-4531 | CW 180ùS 4 |  |  | Unknown | Unknown | Unknown | Call for Quote | Call for Quote
0M-4532 | CW 180ùS 5 |  |  | Unknown | Unknown | Unknown | Call for Quote | Call for Quote
0M-4533 | CW 180ùS 6 |  |  | Unknown | Unknown | Unknown | Call for Quote | Call for Quote
0M-4534 | CW 180ùS 7 |  |  | Unknown | Unknown | Unknown | Call for Quote | Call for Quote
0M-4535 | CW 180ùS 8 |  |  | Unknown | Unknown | Unknown | Call for Quote | Call for Quote
0M-4536 | CW 180ùS 9 |  |  | Unknown | Unknown | Unknown | Call for Quote | Call for Quote
0M-4537 | CW 180ùS 10 |  |  | Unknown | Unknown | Unknown | Call for Quote | Call for Quote
0M-4538 | CW 180ùS 11 |  |  | Unknown | Unknown | Unknown | Call for Quote | Call for Quote
0M-4539 | CW 180ùS 12 |  |  | Unknown | Unknown | Unknown | Call for Quote | Call for Quote
0M-4540 | CW 180ùS 13 |  |  | Unknown | Unknown | Unknown | Call for Quote | Call for Quote
0M-4541 | CW 180ùS 14 |  |  | Unknown | Unknown | Unknown | Call for Quote | Call for Quote
0M-4542 | CW 180ùS 15 |  |  | Unknown | Unknown | Unknown | Call for Quote | Call for Quote
0M-4543 | CW 180ùS 16 |  |  | Unknown | Unknown | Unknown | Call for Quote | Call for Quote
0M-4544 | CW 180S 17 |  |  | UNIFLAIR ROOM COOLING | Unknown | Unknown | Call for Quote | Call for Quote
0M-4545 | CW 180ùS 18 |  |  | Unknown | Unknown | Unknown | Call for Quote | Call for Quote
0M-4545A | CW 180S 18 |  |  | UNIFLAIR ROOM COOLING | Unknown | Unknown | Call for Quote | Call for Quote
0M-4546 | CW 180S 19 |  |  | UNIFLAIR ROOM COOLING | Unknown | Unknown | Call for Quote | Call for Quote
0M-4547 | CW 180S 20 |  |  | UNIFLAIR ROOM COOLING | Unknown | Unknown | Call for Quote | Call for Quote
0M-4548 | CW 180ùS 21 |  |  | Unknown | Unknown | Unknown | Call for Quote | Call for Quote
0M-4549 | CW 180ùS 22 |  |  | Unknown | Unknown | Unknown | Call for Quote | Call for Quote
0M-4550 | CW 180ùS 23 |  |  | Unknown | Unknown | Unknown | Call for Quote | Call for Quote
0M-4552 | CW DRAIN 1 |  |  | FSB SPARES | Unknown | Unknown | Call for Quote | Call for Quote
0M-4553 | CW DRAIN 2 |  |  | UNIFLAIR ROOM COOLING | Unknown | NetworkAIR CW | Call for Quote | Call for Quote
0M-4554 | CW DRAIN 3 |  |  | Unknown | Unknown | Unknown | Call for Quote | Call for Quote
0M-4555 | CW DRAIN 4 |  |  | Unknown | Unknown | Unknown | Call for Quote | Call for Quote
0M-4556 | CW DRAIN 5 |  |  | Unknown | Unknown | Unknown | Call for Quote | Call for Quote
0M-4557 | CW DRAIN 6 |  |  | Unknown | Unknown | Unknown | Call for Quote | Call for Quote
0M-4558 | CW DRAIN 7 |  |  | Unknown | Unknown | Unknown | Call for Quote | Call for Quote
0M-4559 | CW DRAIN 8 |  |  | Unknown | Unknown | Unknown | Call for Quote | Call for Quote
0M-4560 | CW DRAIN 9 |  |  | Unknown | Unknown | Unknown | Call for Quote | Call for Quote
0M-4561 | CW DRAIN 10 |  |  | Unknown | Unknown | Unknown | Call for Quote | Call for Quote
0M-4562 | CW DRAIN 11 |  |  | Unknown | Unknown | Unknown | Call for Quote | Call for Quote
0M-4563 | CW DRAIN 12 |  |  | Unknown | Unknown | Unknown | Call for Quote | Call for Quote
0M-4564 | CW HUMIDIFIER DRAIN 1 |  |  | Unknown | Unknown | Unknown | Call for Quote | Call for Quote
0M-4565 | CW HUMIDIFIER DRAIN 2 |  |  | Unknown | Unknown | Unknown | Call for Quote | Call for Quote
0M-4566 | CW HUMIDIFIER DRAIN 3 |  |  | Unknown | Unknown | Unknown | Call for Quote | Call for Quote
0M-4567 | HUMIDIFIER DRAIN 4 |  |  | Unknown | Unknown | Unknown | Call for Quote | Call for Quote
0M-4567A | CW HUMIDIFIER DRAIN 4 |  |  | Unknown | Unknown | Unknown | Call for Quote | Call for Quote
0M-4568 | CW HUMIDIFIER DRAIN 5 |  |  | UNIFLAIR ROOM COOLING | Unknown | Unknown | Call for Quote | Call for Quote
0M-4569 | CW HUMIDIFIER DRAIN 6 |  |  | UNIFLAIR ROOM COOLING | Unknown | NetworkAIR CW | Call for Quote | Call for Quote
0M-4574 | CW CONDENSATE IN 1 |  |  | UNIFLAIR ROOM COOLING | Unknown | Unknown | Call for Quote | Call for Quote
0M-4575 | CW CONDENSATE IN 2 |  |  | UNIFLAIR ROOM COOLING | Unknown | NetworkAIR CW | Call for Quote | Call for Quote
0M-4576 | CW CONDENSATE IN 3 |  |  | Unknown | Unknown | Unknown | Call for Quote | Call for Quote
0M-4577 | CW CONDENSATE IN 4 |  |  | Unknown | Unknown | Unknown | Call for Quote | Call for Quote
0M-4578 | CW CONDENSATE IN 5 |  |  | Unknown | Unknown | Unknown | Call for Quote | Call for Quote
0M-4579 | CW CONDENSATE IN 6 |  |  | Unknown | Unknown | Unknown | Call for Quote | Call for Quote
0M-4580 | CW CONDENSATE IN 7 |  |  | Unknown | Unknown | Unknown | Call for Quote | Call for Quote
0M-4581 | CW CONDENSATE IN 8 |  |  | Unknown | Unknown | Unknown | Call for Quote | Call for Quote
0M-4582 | CW OUTLET 97 |  |  | Unknown | Unknown | Unknown | Call for Quote | Call for Quote
0M-4583 | CW OUTLET 98 |  |  | Unknown | Unknown | Unknown | Call for Quote | Call for Quote
0M-4584 | CW OUTLET 99 |  |  | Unknown | Unknown | Unknown | Call for Quote | Call for Quote
0M-4585 | CW CONDENSATE OUT 1 |  |  | UNIFLAIR ROOM COOLING | Unknown | NetworkAIR CW | Call for Quote | Call for Quote
0M-4586 | CW CONDENSATE OUT 2 |  |  | Unknown | Unknown | Unknown | Call for Quote | Call for Quote
0M-4587 | CW CONDENSATE OUT 3 |  |  | Unknown | Unknown | Unknown | Call for Quote | Call for Quote
0M-4588 | CW CONDENSATE OUT 4 |  |  | Unknown | Unknown | Unknown | Call for Quote | Call for Quote
0M-4589 | CW RH INLET 1 |  |  | Unknown | Unknown | Unknown | Call for Quote | Call for Quote
0M-4590 | CW RH INLET 2 |  |  | Unknown | Unknown | Unknown | Call for Quote | Call for Quote
0M-4591 | CW RH INLET 3 |  |  | Unknown | Unknown | Unknown | Call for Quote | Call for Quote
0M-4592 | CW RH INLET 4 |  |  | Unknown | Unknown | Unknown | Call for Quote | Call for Quote
0M-4593 | CW RH INLET 5 |  |  | Unknown | Unknown | Unknown | Call for Quote | Call for Quote
0M-4594 | CW RH INLET 6 |  |  | Unknown | Unknown | Unknown | Call for Quote | Call for Quote
0M-4595 | CW RH INLET 7 |  |  | Unknown | Unknown | Unknown | Call for Quote | Call for Quote
0M-4596 | CW RH INLET 8 |  |  | Unknown | Unknown | Unknown | Call for Quote | Call for Quote
0M-4597 | CW RH INLET 9 |  |  | Unknown | Unknown | Unknown | Call for Quote | Call for Quote
0M-4598 | CW RH INLET 10 |  |  | Unknown | Unknown | Unknown | Call for Quote | Call for Quote
0M-4599 | CW RH INLET 11 |  |  | Unknown | Unknown | Unknown | Call for Quote | Call for Quote
0M-4600 | CW RH INLET 12 |  |  | Unknown | Unknown | Unknown | Call for Quote | Call for Quote
0M-4601 | CW RH INLET 13 |  |  | Unknown | Unknown | Unknown | Call for Quote | Call for Quote
0M-4602 | CW RH INLET 14 |  |  | Unknown | Unknown | Unknown | Call for Quote | Call for Quote
0M-4603 | CW RH INLET 15 |  |  | Unknown | Unknown | Unknown | Call for Quote | Call for Quote
0M-4604 | CW RH INLET 16 |  |  | Unknown | Unknown | Unknown | Call for Quote | Call for Quote
0M-4605 | CW RH INLET 17 |  |  | Unknown | Unknown | Unknown | Call for Quote | Call for Quote
0M-4606 | CW RH INLET 18 |  |  | Unknown | Unknown | Unknown | Call for Quote | Call for Quote
0M-4607 | CW RH INLET 19 |  |  | Unknown | Unknown | Unknown | Call for Quote | Call for Quote
0M-4608 | CW RH INLET 20 |  |  | Unknown | Unknown | Unknown | Call for Quote | Call for Quote
0M-4609 | CW RH INLET 21 |  |  | Unknown | Unknown | Unknown | Call for Quote | Call for Quote
0M-4610 | CW RH INLET 22 |  |  | Unknown | Unknown | Unknown | Call for Quote | Call for Quote
0M-4611 | CW RH INLET 23 |  |  | Unknown | Unknown | Unknown | Call for Quote | Call for Quote
0M-4612 | CW RH INLET 24 |  |  | Unknown | Unknown | Unknown | Call for Quote | Call for Quote
0M-4613 | CW RH INLET 25 |  |  | Unknown | Unknown | Unknown | Call for Quote | Call for Quote
0M-4614 | CW RH INLET 26 |  |  | Unknown | Unknown | Unknown | Call for Quote | Call for Quote
0M-4615 | CW RH INLET 27 |  |  | Unknown | Unknown | Unknown | Call for Quote | Call for Quote
0M-4616 | CW RH INLET 28 |  |  | Unknown | Unknown | Unknown | Call for Quote | Call for Quote
0M-4617 | CW RH INLET 29 |  |  | Unknown | Unknown | Unknown | Call for Quote | Call for Quote
0M-4618 | CW RH INLET 30 |  |  | Unknown | Unknown | Unknown | Call for Quote | Call for Quote
0M-4619 | CW RH INLET 31 |  |  | Unknown | Unknown | Unknown | Call for Quote | Call for Quote
0M-4620 | CW RH INLET 32 |  |  | Unknown | Unknown | Unknown | Call for Quote | Call for Quote
0M-4621 | CW RH OUTLET 1 |  |  | Unknown | Unknown | Unknown | Call for Quote | Call for Quote
0M-4622 | CW RH OUTLET 2 |  |  | Unknown | Unknown | Unknown | Call for Quote | Call for Quote
0M-4623 | CW RH OUTLET 3 |  |  | Unknown | Unknown | Unknown | Call for Quote | Call for Quote
0M-4624 | CW RH OUTLET 4 |  |  | Unknown | Unknown | Unknown | Call for Quote | Call for Quote
0M-4625 | CW RH OUTLET 5 |  |  | Unknown | Unknown | Unknown | Call for Quote | Call for Quote
0M-4626 | CW RH OUTLET 6 |  |  | Unknown | Unknown | Unknown | Call for Quote | Call for Quote
0M-4627 | CW RH OUTLET 7 |  |  | Unknown | Unknown | Unknown | Call for Quote | Call for Quote
0M-4628 | CW RH OUTLET 8 |  |  | Unknown | Unknown | Unknown | Call for Quote | Call for Quote
0M-4629 | CW RH OUTLET 9 |  |  | Unknown | Unknown | Unknown | Call for Quote | Call for Quote
0M-4630 | CW RH OUTLET 10 |  |  | Unknown | Unknown | Unknown | Call for Quote | Call for Quote
0M-4631 | CW RH OUTLET 11 |  |  | Unknown | Unknown | Unknown | Call for Quote | Call for Quote
0M-4632 | CW RH OUTLET 12 |  |  | Unknown | Unknown | Unknown | Call for Quote | Call for Quote
0M-4633 | CW RH OUTLET 13 |  |  | Unknown | Unknown | Unknown | Call for Quote | Call for Quote
0M-4634 | CW RH OUTLET 14 |  |  | Unknown | Unknown | Unknown | Call for Quote | Call for Quote
0M-4635 | CW RH OUTLET 15 |  |  | Unknown | Unknown | Unknown | Call for Quote | Call for Quote
0M-4636 | CW RH OUTLET 16 |  |  | Unknown | Unknown | Unknown | Call for Quote | Call for Quote
0M-4637 | CW RH OUTLET 17 |  |  | Unknown | Unknown | Unknown | Call for Quote | Call for Quote
0M-4638 | CW RH OUTLET 18 |  |  | Unknown | Unknown | Unknown | Call for Quote | Call for Quote
0M-4639 | CW RH OUTLET 19 |  |  | Unknown | Unknown | Unknown | Call for Quote | Call for Quote
0M-4640 | CW RH OUTLET 20 |  |  | Unknown | Unknown | Unknown | Call for Quote | Call for Quote
0M-4641 | CW RH OUTLET 21 |  |  | Unknown | Unknown | Unknown | Call for Quote | Call for Quote
0M-4642 | CW RH OUTLET 22 |  |  | Unknown | Unknown | Unknown | Call for Quote | Call for Quote
0M-4643 | CW RH OUTLET 23 |  |  | Unknown | Unknown | Unknown | Call for Quote | Call for Quote
0M-4644 | CW RH OUTLET 24 |  |  | Unknown | Unknown | Unknown | Call for Quote | Call for Quote
0M-4645 | CW RH OUTLET 25 |  |  | Unknown | Unknown | Unknown | Call for Quote | Call for Quote
0M-4646 | CW RH OUTLET 26 |  |  | Unknown | Unknown | Unknown | Call for Quote | Call for Quote
0M-4647 | CW RH OUTLET 27 |  |  | Unknown | Unknown | Unknown | Call for Quote | Call for Quote
0M-4648 | CW RH OUTLET 28 |  |  | Unknown | Unknown | Unknown | Call for Quote | Call for Quote
0M-4649 | CW RH OUTLET 29 |  |  | Unknown | Unknown | Unknown | Call for Quote | Call for Quote
0M-4650 | CW RH OUTLET 30 |  |  | Unknown | Unknown | Unknown | Call for Quote | Call for Quote
0M-4651 | CW RH OUTLET 31 |  |  | Unknown | Unknown | Unknown | Call for Quote | Call for Quote
0M-4652 | CW RH OUTLET 32 |  |  | Unknown | Unknown | Unknown | Call for Quote | Call for Quote
0M-4653 | CW COIL TO VALVE 1 |  |  | Unknown | Unknown | Unknown | Call for Quote | Call for Quote
0M-4654 | CW COIL TO VALVE 2 |  |  | Unknown | Unknown | Unknown | Call for Quote | Call for Quote
0M-4655 | CW COIL TO VALVE 3 |  |  | Unknown | Unknown | Unknown | Call for Quote | Call for Quote
0M-4656 | CW COIL TO VALVE 4 |  |  | Unknown | Unknown | Unknown | Call for Quote | Call for Quote
0M-4657 | CW COIL TO VALVE 5 |  |  | Unknown | Unknown | Unknown | Call for Quote | Call for Quote
0M-4658 | CW COIL TO VALVE 6 |  |  | Unknown | Unknown | Unknown | Call for Quote | Call for Quote
0M-4659 | CW COIL TO VALVE 7 |  |  | Unknown | Unknown | Unknown | Call for Quote | Call for Quote
0M-4660 | CW COIL TO VALVE 8 |  |  | Unknown | Unknown | Unknown | Call for Quote | Call for Quote
0M-4661 | CW COIL TO VALVE 9 |  |  | Unknown | Unknown | Unknown | Call for Quote | Call for Quote
0M-4662 | CW COIL TO VALVE 10 |  |  | Unknown | Unknown | Unknown | Call for Quote | Call for Quote
0M-4663 | CW COIL TO VALVE 11 |  |  | Unknown | Unknown | Unknown | Call for Quote | Call for Quote
0M-4664 | CW COIL TO VALVE 12 |  |  | Unknown | Unknown | Unknown | Call for Quote | Call for Quote
0M-4665 | CW COIL TO VALVE 13 |  |  | Unknown | Unknown | Unknown | Call for Quote | Call for Quote
0M-4666 | CW COIL TO VALVE 14 |  |  | Unknown | Unknown | Unknown | Call for Quote | Call for Quote
0M-4667 | CW COIL TO VALVE 15 |  |  | Unknown | Unknown | Unknown | Call for Quote | Call for Quote
0M-4668 | CW COIL TO VALVE 16 |  |  | Unknown | Unknown | Unknown | Call for Quote | Call for Quote
0M-4669 | CW COIL TO VALVE 17 |  |  | Unknown | Unknown | Unknown | Call for Quote | Call for Quote
0M-4670 | CW COIL TO VALVE 18 |  |  | Unknown | Unknown | Unknown | Call for Quote | Call for Quote
0M-4671 | CW COIL TO VALVE 19 |  |  | Unknown | Unknown | Unknown | Call for Quote | Call for Quote
0M-4672 | CW COIL TO VALVE 20 |  |  | Unknown | Unknown | Unknown | Call for Quote | Call for Quote
0M-4673 | CW COIL TO VALVE 21 |  |  | Unknown | Unknown | Unknown | Call for Quote | Call for Quote
0M-4674 | CW COIL TO VALVE 22 |  |  | Unknown | Unknown | Unknown | Call for Quote | Call for Quote
0M-4675 | CW COIL TO VALVE 23 |  |  | Unknown | Unknown | Unknown | Call for Quote | Call for Quote
0M-4676 | CW COIL TO VALVE 24 |  |  | Unknown | Unknown | Unknown | Call for Quote | Call for Quote
0M-4677 | CW COIL TO VALVE 25 |  |  | Unknown | Unknown | Unknown | Call for Quote | Call for Quote
0M-4678 | CW COIL TO VALVE 26 |  |  | Unknown | Unknown | Unknown | Call for Quote | Call for Quote
0M-4679 | CW COIL TO VALVE 27 |  |  | Unknown | Unknown | Unknown | Call for Quote | Call for Quote
0M-4680 | CW COIL TO VALVE 28 |  |  | Unknown | Unknown | Unknown | Call for Quote | Call for Quote
0M-4681 | CW COIL TO VALVE 29 |  |  | Unknown | Unknown | Unknown | Call for Quote | Call for Quote
0M-4682 | CW COIL TO VALVE 30 |  |  | Unknown | Unknown | Unknown | Call for Quote | Call for Quote
0M-4683 | CW COIL TO VALVE 31 |  |  | Unknown | Unknown | Unknown | Call for Quote | Call for Quote
0M-4684 | CW COIL TO VALVE 32 |  |  | Unknown | Unknown | Unknown | Call for Quote | Call for Quote
0M-4716 | S/A SCR REHEAT 2 BAY 230V |  |  | Unknown | Unknown | Unknown | Call for Quote | Call for Quote
0M-4717 | S/A SCR REHEAT 2 BAY 460V |  |  | Unknown | Unknown | Unknown | Call for Quote | Call for Quote
0M-4718 | S/A SCR REHEAT 2 BAY 575V |  |  | Unknown | Unknown | Unknown | Call for Quote | Call for Quote
0M-4719 | S/A SCR REHEAT 3 BAY 230V |  |  | Unknown | Unknown | Unknown | Call for Quote | Call for Quote
0M-4720 | S/A SCR REHEAT 3 BAY 460V |  |  | Unknown | Unknown | Unknown | Call for Quote | Call for Quote
0M-4721 | S/A SCR REHEAT 3 BAY 575V |  |  | Unknown | Unknown | Unknown | Call for Quote | Call for Quote
0M-4723 | S/A CONDENSER INDR 1 BAY 460V TOP DISCHA |  |  | Unknown | Unknown | Unknown | Call for Quote | Call for Quote
0M-4724 | S/A SCR REHEAT 1 BAY 230V DF |  |  | Unknown | Unknown | Unknown | Call for Quote | Call for Quote
0M-4725 | S/A SCR REHEAT 1 BAY 460V DF |  |  | Unknown | Unknown | Unknown | Call for Quote | Call for Quote
0M-4726 | S/A SCR REHEAT 1 BAY 575V DF |  |  | Unknown | Unknown | Unknown | Call for Quote | Call for Quote
0M-4727 | S/A SCR REHEAT 2 BAY 230V DF |  |  | Unknown | Unknown | Unknown | Call for Quote | Call for Quote
0M-4728 | S/A SCR REHEAT 2 BAY 460V DF |  |  | Unknown | Unknown | Unknown | Call for Quote | Call for Quote
0M-4729 | S/A SCR REHEAT 2 BAY 575V DF |  |  | Unknown | Unknown | Unknown | Call for Quote | Call for Quote
0M-4730 | S/A SCR REHEAT 3 BAY 230V DF |  |  | Unknown | Unknown | Unknown | Call for Quote | Call for Quote
0M-4731 | S/A SCR REHEAT 3 BAY 460V DF |  |  | Unknown | Unknown | Unknown | Call for Quote | Call for Quote
0M-4732 | S/A SCR REHEAT 3 BAY 575V DF |  |  | Unknown | Unknown | Unknown | Call for Quote | Call for Quote
0M-4750 | CW Main Power Circuit Breaker, 60 AMP |  |  | Unknown | Unknown | Unknown | Call for Quote | Call for Quote
0M-4775 | S/A ELECT PANEL FM 50 CW 208/230 HT HU |  |  | Unknown | Unknown | Unknown | Call for Quote | Call for Quote
0M-4941 | CW 175KW PULLEY AND BELT |  |  | Unknown | Unknown | Unknown | Call for Quote | Call for Quote
0M-5000 | CW 180ùS 24 |  |  | Unknown | Unknown | Unknown | Call for Quote | Call for Quote
0M-5000A | CW 180ùS 24 |  |  | Unknown | Unknown | Unknown | Call for Quote | Call for Quote
0M-5006 | CW 41-70KW UPFLOW FRAME - FRONT RETURN W |  |  | Unknown | Unknown | Unknown | 1820 | 1547
0M-5056 | CW 105KW PULLEY AND BELT 50HZ |  |  | Unknown | Unknown | Unknown | Call for Quote | Call for Quote
0M-5156 | SUB ASSY 10A BOLT IN CB |  |  | Unknown | Unknown | Unknown | 47 | 39.95
0M-5157 | SUB ASSY 20A BOLT IN CB |  |  | Unknown | Unknown | Unknown | 47 | 39.95
0M-5158 | SUB ASSY 30A BOLT IN CB |  |  | Unknown | Unknown | Unknown | 47 | 39.95
0M-5159 | SUB ASSY 40A BOLT IN CB |  |  | Unknown | Unknown | Unknown | 47 | 39.95
0M-5160 | SUB ASSY 50A BOLT IN CB |  |  | Unknown | Unknown | Unknown | 47 | 39.95
0M-5161 | SUB ASSY 60A BOLT IN CB |  |  | Unknown | Unknown | Unknown | 47 | 39.95
0M-5162 | SUB ASSY 70A FUSE |  |  | Unknown | Unknown | Unknown | 96 | 81.6
0M-5163 | SUB ASSY 100A FUSE |  |  | Unknown | Unknown | Unknown | 96 | 81.6
0M-5164 | SUB ASSY 100A BOLT IN CB |  |  | Unknown | Unknown | Unknown | 130 | 110.5
0M-5165 | SUB ASSY 400A FUSE |  |  | Unknown | Unknown | Unknown | 96 | 81.6
0M-5166 | SUB ASSY 500A FUSE |  |  | Unknown | Unknown | Unknown | 96 | 81.6
0M-5167 | SUB ASSY 800A FUSE |  |  | Unknown | Unknown | Unknown | 156 | 132.6
0M-5168 | SUB ASSY 1000A FUSE |  |  | Unknown | Unknown | Unknown | 139 | 118.15
0M-5169 | SUB ASSY 1200A FUSE |  |  | Unknown | Unknown | Unknown | 139 | 118.15
0M-5172 | PANEL CONVERTER BLANKING MX28B |  |  | Unknown | Unknown | Unknown | 12.75 | 10.8375
0M-5276 | KIT MX28B-200 SHIPPING |  |  | Unknown | Unknown | Unknown | Call for Quote | Call for Quote
0M-5277 | KIT MX28B-400 SHIPPING |  |  | Unknown | Unknown | Unknown | Call for Quote | Call for Quote
0M-5350-063 | TC 5WIRE W/L21-20 63FOOT |  |  | 3PH POWER DISTRIBUTION | Unknown | Unknown | 600 | 510
0M-5350-067 | TC 5WIRE W/L21-20 67FOOT |  |  | 3PH POWER DISTRIBUTION | Unknown | Unknown | 595 | 505.75
0M-5350-069 | TC 5WIRE W/L21-20 69FOOT |  |  | 3PH POWER DISTRIBUTION | Unknown | Unknown | 552 | 469.2
0M-5350-071 | TC 5WIRE W/L21-20 71FOOT |  |  | 3PH POWER DISTRIBUTION | Unknown | Unknown | 619 | 526.15
0M-5350-073 | TC 5WIRE W/L21-20 73FOOT |  |  | 3PH POWER DISTRIBUTION | Unknown | Unknown | 577 | 490.45
0M-5351-061 | TC 5WIRE W/L21-30 61 FOOT |  |  | 3PH POWER DISTRIBUTION | Unknown | Unknown | 601 | 510.85
0M-5352-031 | TC 4WIRE W/L15-30 31 FOOT |  |  | 3PH POWER DISTRIBUTION | Unknown | Unknown | 235 | 199.75
0M-5352-033 | TC 4WIRE W/L15-30 33 FOOT |  |  | 3PH POWER DISTRIBUTION | Unknown | Unknown | 244 | 207.4
0M-5352-037 | TC 4WIRE W/L15-30 37 FOOT |  |  | 3PH POWER DISTRIBUTION | Unknown | Unknown | 241 | 204.85
0M-5352-041 | TC 4WIRE W/L15-30 41 FOOT |  |  | 3PH POWER DISTRIBUTION | Unknown | Unknown | 271 | 230.35
0M-5352-043 | TC 4WIRE W/L15-30 43 FOOT |  |  | 3PH POWER DISTRIBUTION | Unknown | Unknown | 262 | 222.7
0M-5352-045 | TC 4WIRE W/L15-30 45 FOOT |  |  | 3PH POWER DISTRIBUTION | Unknown | Unknown | 271 | 230.35
0M-5352-049 | TC 4WIRE W/L15-30 49 FOOT |  |  | 3PH POWER DISTRIBUTION | Unknown | Unknown | 284 | 241.4
0M-5352-051 | TC 4WIRE W/L15-30 51 FOOT |  |  | 3PH POWER DISTRIBUTION | Unknown | Unknown | 291 | 247.35
0M-5353-007 | TC 4WIRE W/L14-30 7 FOOT |  |  | 3PH POWER DISTRIBUTION | Unknown | Unknown | 666 | 566.1
0M-5353-009 | TC 4WIRE W/L14-30 9 FOOT |  |  | 3PH POWER DISTRIBUTION | Unknown | Unknown | 666 | 566.1
0M-5353-011 | TC 4WIRE W/L14-30 11 FOOT |  |  | 3PH POWER DISTRIBUTION | Unknown | Unknown | 253 | 215.05
0M-5353-013 | TC 4WIRE W/L14-30 13 FOOT |  |  | 3PH POWER DISTRIBUTION | Unknown | Unknown | 248 | 210.8
0M-5353-017 | TC 4WIRE W/L14-30 17 FOOT |  |  | 3PH POWER DISTRIBUTION | Unknown | Unknown | 239 | 203.15
0M-5353-021 | TC 4WIRE W/L14-30 21 FOOT |  |  | 3PH POWER DISTRIBUTION | Unknown | Unknown | 278 | 236.3
0M-5353-023 | TC 4WIRE W/L14-30 23 FOOT |  |  | 3PH POWER DISTRIBUTION | Unknown | Unknown | 259 | 220.15
0M-5353-025 | TC 4WIRE W/L14-30 25 FOOT |  |  | 3PH POWER DISTRIBUTION | Unknown | Unknown | 293 | 249.05
0M-5353-029 | TC 4WIRE W/L14-30 29 FOOT |  |  | 3PH POWER DISTRIBUTION | Unknown | Unknown | 308 | 261.8
0M-5353-031 | TC 4WIRE W/L14-30 31 FOOT |  |  | 3PH POWER DISTRIBUTION | Unknown | Unknown | 286 | 243.1
0M-5353-033 | TC 4WIRE W/L14-30 33 FOOT |  |  | 3PH POWER DISTRIBUTION | Unknown | Unknown | 309 | 262.65
0M-5353-035 | TC 4WIRE W/L14-30 35 FOOT |  |  | 3PH POWER DISTRIBUTION | Unknown | Unknown | 330 | 280.5
0M-5353-045 | TC 4WIRE W/L14-30 45 FOOT |  |  | 3PH POWER DISTRIBUTION | Unknown | Unknown | 367 | 311.95
0M-5353-047 | TC 4WIRE W/L14-30 47 FOOT |  |  | 3PH POWER DISTRIBUTION | Unknown | Unknown | 340 | 289
0M-5353-051 | TC 4WIRE W/L14-30 51 FOOT |  |  | 3PH POWER DISTRIBUTION | Unknown | Unknown | 354 | 300.9
0M-5353-055 | TC 4WIRE W/L14-30 55 FOOT |  |  | 3PH POWER DISTRIBUTION | Unknown | Unknown | 367 | 311.95
0M-5353-059 | TC 4WIRE W/L14-30 59 FOOT |  |  | 3PH POWER DISTRIBUTION | Unknown | Unknown | 381 | 323.85
0M-5355-005 | TC 3WIRE W/L6-15 5 FOOT |  |  | 3PH POWER DISTRIBUTION | Unknown | Unknown | 190 | 161.5
0M-5355-011 | TC 3WIRE W/L6-15 11 FOOT |  |  | 3PH POWER DISTRIBUTION | Unknown | Unknown | 205 | 174.25
0M-5355-021 | TC 3WIRE W/L6-15 21 FOOT |  |  | 3PH POWER DISTRIBUTION | Unknown | Unknown | 402 | 341.7
0M-5355-023 | TC 3WIRE W/L6-15 23 FOOT |  |  | 3PH POWER DISTRIBUTION | Unknown | Unknown | 260 | 221
0M-5355-025 | TC 3WIRE W/L6-15 25 FOOT |  |  | 3PH POWER DISTRIBUTION | Unknown | Unknown | 241 | 204.85
0M-5355-029 | TC 3WIRE W/L6-15 29 FOOT |  |  | 3PH POWER DISTRIBUTION | Unknown | Unknown | 275 | 233.75
0M-5355-035 | TC 3WIRE W/L6-15 35 FOOT |  |  | 3PH POWER DISTRIBUTION | Unknown | Unknown | 293 | 249.05
0M-5355-041 | TC 3WIRE W/L6-15 41 FOOT |  |  | 3PH POWER DISTRIBUTION | Unknown | Unknown | 327 | 277.95
0M-5355-043 | TC 3WIRE W/L6-15 43 FOOT |  |  | 3PH POWER DISTRIBUTION | Unknown | Unknown | 317 | 269.45
0M-5355-049 | TC 3WIRE W/L6-15 49 FOOT |  |  | 3PH POWER DISTRIBUTION | Unknown | Unknown | 332 | 282.2
0M-5356-045 | TC 3WIRE W/L5-30 45 FOOT |  |  | 3PH POWER DISTRIBUTION | Unknown | Unknown | 322 | 273.7
0M-5356-047 | TC 3WIRE W/L5-30 47 FOOT |  |  | 3PH POWER DISTRIBUTION | Unknown | Unknown | 533 | 453.05
0M-5356-049 | TC 3WIRE W/L5-30 49 FOOT |  |  | 3PH POWER DISTRIBUTION | Unknown | Unknown | 334 | 283.9
0M-5356-051 | TC 3WIRE W/L5-30 51 FOOT |  |  | 3PH POWER DISTRIBUTION | Unknown | Unknown | 338 | 287.3
0M-5356-053 | TC 3WIRE W/L5-30 53 FOOT |  |  | 3PH POWER DISTRIBUTION | Unknown | Unknown | 325 | 276.25
0M-5356-055 | TC 3WIRE W/L5-30 55 FOOT |  |  | 3PH POWER DISTRIBUTION | Unknown | Unknown | 331 | 281.35
0M-5356-057 | TC 3WIRE W/L5-30 57 FOOT |  |  | 3PH POWER DISTRIBUTION | Unknown | Unknown | 336 | 285.6
0M-5357-055 | TC 3WIRE W/L5-20 55 FOOT |  |  | 3PH POWER DISTRIBUTION | Unknown | Unknown | 377 | 320.45
0M-5357-057 | TC 3WIRE W/L5-20 57 FOOT |  |  | 3PH POWER DISTRIBUTION | Unknown | Unknown | 384 | 326.4
0M-5358-007 | TC 3WIRE W/L5-15 7 FOOT |  |  | 3PH POWER DISTRIBUTION | Unknown | Unknown | 226 | 192.1
0M-5358-017 | TC 3WIRE W/L5-15 17 FOOT |  |  | 3PH POWER DISTRIBUTION | Unknown | Unknown | 258 | 219.3
0M-5358-019 | TC 3WIRE W/L5-15 19 FOOT |  |  | 3PH POWER DISTRIBUTION | Unknown | Unknown | 248 | 210.8
0M-5358-027 | TC 3WIRE W/L5-15 27 FOOT |  |  | 3PH POWER DISTRIBUTION | Unknown | Unknown | 270 | 229.5
0M-5358-031 | TC 3WIRE W/L5-15 31 FOOT |  |  | 3PH POWER DISTRIBUTION | Unknown | Unknown | 300 | 255
0M-5358-033 | TC 3WIRE W/L5-15 33 FOOT |  |  | 3PH POWER DISTRIBUTION | Unknown | Unknown | 262 | 222.7
0M-5358-035 | TC 3WIRE W/L5-15 35 FOOT |  |  | 3PH POWER DISTRIBUTION | Unknown | Unknown | 282 | 239.7
0M-5359-051 | TC 3WIRE W/L6-30 51 FOOT |  |  | 3PH POWER DISTRIBUTION | Unknown | Unknown | 305 | 259.25
0M-5359-059 | TC 3WIRE W/L6-30 59 FOOT |  |  | 3PH POWER DISTRIBUTION | Unknown | Unknown | 237 | 201.45
0M-5359-061 | TC 3WIRE W/L6-30 61 FOOT |  |  | 3PH POWER DISTRIBUTION | Unknown | Unknown | 304 | 258.4
0M-5359-063 | TC 3WIRE W/L6-30 63 FOOT |  |  | 3PH POWER DISTRIBUTION | Unknown | Unknown | 293 | 249.05
0M-5360-037 | TC 3WIRE W/L6-20 37 FOOT |  |  | 3PH POWER DISTRIBUTION | Unknown | Unknown | 293 | 249.05
0M-5360-047 | TC 3WIRE W/L6-20 47 FOOT |  |  | 3PH POWER DISTRIBUTION | Unknown | Unknown | 304 | 258.4
0M-5360-051 | TC 3WIRE W/L6-20 51 FOOT |  |  | 3PH POWER DISTRIBUTION | Unknown | Unknown | 316 | 268.6
0M-5360-053 | TC 3WIRE W/L6-20 53 FOOT |  |  | 3PH POWER DISTRIBUTION | Unknown | Unknown | 320 | 272
0M-5360-055 | TC 3WIRE W/L6-20 55 FOOT |  |  | 3PH POWER DISTRIBUTION | Unknown | Unknown | 343 | 291.55
0M-5360-059 | TC 3WIRE W/L6-20 59 FOOT |  |  | 3PH POWER DISTRIBUTION | Unknown | Unknown | 291 | 247.35
0M-5407 | KIT BREAKER 60-100A #2 AWG |  |  | Unknown | Unknown | Unknown | 49 | 41.65
0M-5716 | KIT PACKAGING CM 50-65 |  |  | Unknown | Unknown | Unknown | 909 | 772.65
0M-5717 | KIT PACKAGING FOR CM 15-20 |  |  | Unknown | Unknown | Unknown | 215 | 182.75
0M-5718 | KIT PACKAGING FOR CM 25-40 |  |  | Unknown | Unknown | Unknown | 215 | 182.75
0M-5886-061 | CORDSET #6 50A 250V 3P-4W 61FT |  |  | 3PH POWER DISTRIBUTION | Unknown | Unknown | 1030 | 875.5
0M-6521 | SUB ASSY CM LOCAL SENSOR |  |  | Unknown | Unknown | Unknown | Call for Quote | Call for Quote
0M-6607 | S/A COMMON REFRIG NO COND PUMP |  |  | Unknown | Unknown | Unknown | Call for Quote | Call for Quote
0M-6853 | KIT BATTERY CABLE MAGNUM VS |  |  | Unknown | Unknown | Unknown | 45 | 38.25
0M-7979B-04 | SUB ASSY PEDESTAL SUPPORT 4 |  |  | Unknown | Unknown | Unknown | Call for Quote | Call for Quote
0M-8017 | S/A UF HUM10LB/380/460/575V/1 |  |  | Unknown | Unknown | Unknown | Call for Quote | Call for Quote
0M-8020 | AFX Brazed Plate Heat Exchanger - WP5-80 |  |  | Unknown | Unknown | Unknown | Call for Quote | Call for Quote
0M-8023 | S/A COMMON SLV CNTRL BD AFX |  |  | Unknown | Unknown | Unknown | Call for Quote | Call for Quote
0M-9020 | 60 AMP CB KIT (5/8) |  |  | Unknown | Unknown | Unknown | 89 | 75.65
0M-9021 | 60 AMP CB KIT(3/4) |  |  | Unknown | Unknown | Unknown | 89 | 75.65
0M-9022 | 60 AMP CB KIT(1 ) |  |  | Unknown | Unknown | Unknown | 89 | 75.65
0M-9023 | 70 AMP CB KIT(5/8) |  |  | Unknown | Unknown | Unknown | 89 | 75.65
0M-9024 | 70 AMP CB KIT(3/4) |  |  | Unknown | Unknown | Unknown | 89 | 75.65
0M-9025 | "70 AMP CB KIT(1")" |  |  | Unknown | Unknown | Unknown | 89 | 75.65
0M-9026 | 80 AMP CB KIT(5/8) |  |  | Unknown | Unknown | Unknown | 89 | 75.65
0M-9027 | 80 AMP CB KIT(3/4) |  |  | Unknown | Unknown | Unknown | 89 | 75.65
0M-9028 | "80 AMP CB KIT(1")" |  |  | Unknown | Unknown | Unknown | 89 | 75.65
0M-9029 | 100 AMP CB KIT(5/8) |  |  | Unknown | Unknown | Unknown | 95 | 80.75
0M-9030 | 100 AMP CB KIT(3/4) |  |  | Unknown | Unknown | Unknown | 95 | 80.75
0M-9031 | "100 AMP CB KIT(1")" |  |  | Unknown | Unknown | Unknown | 95 | 80.75
0M-9032 | CIR.BRKR,W/O BUS BAR CONN,400A |  |  | Unknown | Unknown | Unknown | 500 | 425
0M-9033 | 600A C/B, W/O BUS BAR CONN |  |  | Unknown | Unknown | Unknown | 1355 | 1151.75
0M-9034 | CIR.BRKR,BUS BAR CONN,200A |  |  | Unknown | Unknown | Unknown | 454 | 385.9
0M-9035 | CIR.BRKR,BUS BAR CONN,250A |  |  | Unknown | Unknown | Unknown | 932 | 792.2
0M-9036 | CIR.BRKR,BUS BAR CONN,700A |  |  | Unknown | Unknown | Unknown | 1500 | 1275
0M-9037 | 300A C/B W/BUS BAR CONN |  |  | Unknown | Unknown | Unknown | 932 | 792.2
0M-9038 | 150A, C/B ,W/ BUS BAR CONN |  |  | Unknown | Unknown | Unknown | 603 | 512.55
0M-9039 | 500A, C/B,W/O BUS BAR CONN |  |  | Unknown | Unknown | Unknown | 1360 | 1156
0M-9040 | KIT,BREAKER & HARDWARE |  |  | Unknown | Unknown | Unknown | 654 | 555.9
0M-9041 | TWF/TRFO5/06 PACKING KIT |  |  | Unknown | Unknown | Unknown | 833 | 708.05
0M-9046 | ASSY,ADAPTER,CONVERTER |  |  | Unknown | Unknown | Unknown | 938 | 797.3
0M-9074 | BREAKER KIT,1-50A, #8 WIRE |  |  | Unknown | Unknown | Unknown | 24.25 | 20.6125
0M-9075 | BREAKER KIT, 1-50A #6 |  |  | Unknown | Unknown | Unknown | 24.25 | 20.6125
0M-9076 | BREAKER KIT,60-100A |  |  | Unknown | Unknown | Unknown | 45 | 38.25
0M-9077 | BREAKER KIT,60-100A,2/0 AWG |  |  | Unknown | Unknown | Unknown | 91 | 77.35
0M-9083 | BREAKER KIT,60-100A,1/0 AWG |  |  | Unknown | Unknown | Unknown | 67 | 56.95
0M-9084 | BREAKER KIT,60-100A,#1 AWG |  |  | Unknown | Unknown | Unknown | 45 | 38.25
0M-9102 | ASSY NO LVD (1200A) |  |  | Unknown | Unknown | Unknown | 144 | 122.4
0M-9103 | ASSY,LVD,SNGL,24V,50L (1200A) |  |  | Unknown | Unknown | Unknown | 625 | 531.25
0M-9104 | ASSY,LVD,BATT DISC.,50B(1200A) |  |  | Unknown | Unknown | Unknown | 625 | 531.25
0M-9117 | BATTERY DISCONN ASSY,400AX7.00 |  |  | Unknown | Unknown | Unknown | 916 | 778.6
0M-9120 | RECT SHELF KIT,SEC 1(-48V/1200 |  |  | Unknown | Unknown | Unknown | 1690 | 1436.5
0M-9125 | BRKR KIT,125-225A |  |  | Unknown | Unknown | Unknown | 97 | 82.45
0M-9138 | HOUSING ASSY,CKT BRKR |  |  | Unknown | Unknown | Unknown | 14.5 | 12.325
0M-9145 | RECTIFIER SHELF KIT,LOWER |  |  | Unknown | Unknown | Unknown | 3895 | 3310.75
0M-9150 | CONNECTOR ASSY,RIGHT |  |  | Unknown | Unknown | Unknown | 72 | 61.2
0M-9151 | CONNECTOR ASSY,LEFT |  |  | Unknown | Unknown | Unknown | 76 | 64.6
0M-9167 | H48T700/2800-EXTENSION UNIT |  |  | Unknown | Unknown | Unknown | 9110 | 7743.5
0M-9168 | BREAKER KIT,60-100A,4/0 AWG |  |  | Unknown | Unknown | Unknown | 57 | 48.45
0M-9176 | DISPLAY ASSY |  |  | Unknown | Unknown | Unknown | 123 | 104.55
0M-9185 | MX28B-200A SYSTEM |  |  | Unknown | Unknown | Unknown | 6665 | 5665.25
0M-9187 | MASTER CONT.ASY(MX28) |  |  | Unknown | Unknown | Unknown | 3995 | 3395.75
0M-9188 | RECT.SHELF ASY(MX28) |  |  | Unknown | Unknown | Unknown | 1040 | 884
0M-9190 | BREAKER KIT,60-100A,#4 AWG |  |  | Unknown | Unknown | Unknown | 49 | 41.65
0M-9191 | BREAKER KIT,60-100A,#6 AWG |  |  | Unknown | Unknown | Unknown | 65 | 55.25
0M-9198 | NO LVD (200A) |  |  | Unknown | Unknown | Unknown | 89 | 75.65
0M-9199 | NO LVD (400A) |  |  | Unknown | Unknown | Unknown | 156 | 132.6
0M-9205 | MASTER CONT.ASSY(MX28B400-AFC) |  |  | Unknown | Unknown | Unknown | 3055 | 2596.75
0M-9217 | CNTRL PANEL(MX06) REC/240D |  |  | Unknown | Unknown | Unknown | 470 | 399.5
0M-9219 | MOTORIZED CKT BKR WIRING ASSY 100A |  |  | Unknown | Unknown | Unknown | 198 | 168.3
0M-9220 | 450A DISCONNECT PANEL ASSY |  |  | Unknown | Unknown | Unknown | 3610 | 3068.5
0M-9221 | MAIN CABINET |  |  | Unknown | Unknown | Unknown | 21455 | 18236.75
0M-9228 | RECT SHELF ASSY |  |  | Unknown | Unknown | Unknown | 6715 | 5707.75
0M-9234 | CONTROL ASSY-EXT BAY |  |  | Unknown | Unknown | Unknown | 1765 | 1500.25
0M-9240 | 48 VERTICAL CB-EXTENSION |  |  | Unknown | Unknown | Unknown | 2640 | 2244
0M-9245 | CB ASSY-4 |  |  | Unknown | Unknown | Unknown | 718 | 610.3
0M-9248 | MX28B-400 (+27V) |  |  | Unknown | Unknown | Unknown | 7040 | 5984
0M-9249 | CKT BKR ASSY A & B SIDE W/RETURN(10BKRS |  |  | Unknown | Unknown | Unknown | 777 | 660.45
0M-9250 | CKT BKR PNL ASSY, A AND B SIDE |  |  | Unknown | Unknown | Unknown | 873 | 742.05
0M-9258 | DOOR ASSY |  |  | Unknown | Unknown | Unknown | 258 | 219.3
0M-9260 | FUSE ASSY |  |  | Unknown | Unknown | Unknown | 2400 | 2040
0M-9261 | FUSE BAY ASSY, 2 (70/600) AMP FUSE |  |  | Unknown | Unknown | Unknown | 4210 | 3578.5
0M-9262 | FUSE KIT (WITHOUT SHUNT) |  |  | Unknown | Unknown | Unknown | 1230 | 1045.5
0M-9265 | FUSE ASSY WITH SHUNT |  |  | Unknown | Unknown | Unknown | 2335 | 1984.75
0M-9266 | FUSE ASSY |  |  | Unknown | Unknown | Unknown | 2215 | 1882.75
0M-9267 | VERTICAL CB ASSY |  |  | Unknown | Unknown | Unknown | 922 | 783.7
0M-9268 | RETURN ASSY |  |  | Unknown | Unknown | Unknown | 249 | 211.65
0M-9275 | PDF CONTROL ASSY |  |  | Unknown | Unknown | Unknown | 744 | 632.4
0M-9278 | CONTROL PANEL ASSEMBLY |  |  | Unknown | Unknown | Unknown | 749 | 636.65
0M-9281 | LVD KIT (2 LVD'S) |  |  | Unknown | Unknown | Unknown | 1960 | 1666
0M-9282 | KIT, NO LVD |  |  | Unknown | Unknown | Unknown | 87 | 73.95
0M-9284 | INSULATOR KIT,MX28B-1200 |  |  | Unknown | Unknown | Unknown | 194 | 164.9
0M-9285 | CIRCUIT BREAKER KIT, 100A MOTORIZE |  |  | Unknown | Unknown | Unknown | 369 | 313.65
0M-9286 | CIRCUIT BREAKER KIT, 100 AMP |  |  | Unknown | Unknown | Unknown | 240 | 204
0M-9287 | CIRCUIT BREAKER KIT, 100A (MX28) |  |  | Unknown | Unknown | Unknown | 452 | 384.2
0M-9288 | CIRCUIT BREAKER KIT, 100A (MX28) |  |  | Unknown | Unknown | Unknown | 502 | 426.7
0M-9289 | CIRCUIT BREAKER KIT, 100A (MX28) |  |  | Unknown | Unknown | Unknown | 440 | 374
0M-9292 | CIRCUIT BREAKER KIT 200A (MX28) |  |  | Unknown | Unknown | Unknown | 634 | 538.9
0M-9293 | CIRCUIT BREAKER KIT 200A (MX28) |  |  | Unknown | Unknown | Unknown | 605 | 514.25
0M-9294 | CIRCUIT BREAKER KIT 200 AMP (MX06) |  |  | Unknown | Unknown | Unknown | 430 | 365.5
0M-9302 | 27V RECTIFIER SHELF ASSY |  |  | Unknown | Unknown | Unknown | 483 | 410.55
0M-9311 | 225A DISCONNECT BREAKER PNL ASSY |  |  | Unknown | Unknown | Unknown | 954 | 810.9
0M-9316 | 10 FUSE CABINET/4800 |  |  | Unknown | Unknown | Unknown | 13455 | 11436.75
0M-9317 | BATTERY DISCONNECT CABINET |  |  | Unknown | Unknown | Unknown | 10845 | 9218.25
0M-9735 | KIT SUBFEED MONITOR ISX 80A PDU |  |  | FSB SPARES | Unknown | Unknown | 192 | 163.2
0M-9772 | ASSY,RECTIFIER,48V100A |  |  | Unknown | Unknown | Unknown | 706 | 600.1
0M-12090 | H.GAS REHT(E)TD.AT0921 L (U-D) R410A(UL) |  |  | Unknown | Unknown | Unknown | 1045 | 888.25
0M-12091 | H.GAS REHT(E)TD.AT1121 L (U-D) R410A(UL) |  |  | Unknown | Unknown | Unknown | 1070 | 909.5
0M-12237 | 0M-ALGF0564A1P GROUP1 (03 AI) |  |  | UNIFLAIR ROOM COOLING | Unknown | Unknown | 223 | 189.55
0M-12239 | 0M-ALGF0764A1P GROUP1 (03 AJ) |  |  | UNIFLAIR ROOM COOLING | Unknown | Unknown | 991 | 842.35
0M-12240 | 0M-ALGF0764A1P GROUP2 (03 AJ 09 A0-A4) |  |  | UNIFLAIR ROOM COOLING | Unknown | Unknown | Call for Quote | Call for Quote
0M-12388 | 0M-ALGF0615A1P GROUP2 (03 AG 09 A0-A1) |  |  | FSB SPARES | Unknown | Unknown | Call for Quote | Call for Quote
0M-12435 | 0M-ALGF0426A1P GROUP3 (03 AG 01 A3) |  |  | UNIFLAIR ROOM COOLING | Unknown | Unknown | Call for Quote | Call for Quote
0M-12734 | 0M-ALGF0549A1P G2 (03 AH 09 AA-AD/A0-A4) |  |  | UNIFLAIR ROOM COOLING | Unknown | Unknown | Call for Quote | Call for Quote
0M-12768 | 0M-ALGF0520A1P G2 (03 AG 09 AA-AD/A0-A4) |  |  | FSB SPARES | Unknown | Unknown | Call for Quote | Call for Quote
0M-12833 | 0M-ALGF0748A1P GROUP1 (03 AI) |  |  | FSB SPARES | Unknown | Unknown | 402 | 341.7
0M-12854 | 0M-ALGF0760A1P G2 (03 AI 09 AA/A0-A1) |  |  | FSB SPARES | Unknown | Unknown | Call for Quote | Call for Quote
0M-12880 | 0M-ALGF0437A1P GROUP1 (03 AG) |  |  | FSB SPARES | Unknown | Unknown | Call for Quote | Call for Quote
0M-12881 | 0M-ALGF0437A1P G2 (03 AG 09 AA-AD/A0-A4) |  |  | FSB SPARES | Unknown | Unknown | Call for Quote | Call for Quote
0M-13076 | 0M-ALCA1089X1P GROUP1 (13 AE) |  |  | FSB SPARES | Unknown | Unknown | Call for Quote | Call for Quote
0M-13212 | 0M-ALCA1089X1P L GROUP3 (13 AE 02 AL) |  |  | Unknown | Unknown | Unknown | Call for Quote | Call for Quote
0M-13475 | 0M-ALCA1248X1P GROUP 1 (13 AI) |  |  | UNIFLAIR ROOM COOLING | Unknown | Unknown | 223 | 189.55
0M-13640 | 0M-ALVL0455X1P GROUP4 (04A3 13AG) |  |  | Unknown | Unknown | Unknown | Call for Quote | Call for Quote
0M-13650 | 0M-ALVL0380X1P GROUP3 (04AC 13AG) |  |  | FSB SPARES | Unknown | Unknown | Call for Quote | Call for Quote
0M-13651 | 0M-ALVL0380X1P GROUP3 (04AC 13AI) |  |  | FSB SPARES | Unknown | Unknown | Call for Quote | Call for Quote
0M-13704 | 0M-13716 GROUP1 PANELS (13AE) |  |  | Unknown | Unknown | Unknown | Call for Quote | Call for Quote
0M-13706 | 0M-13716 GROUP3 PANELS (13AE 02AL) |  |  | Unknown | Unknown | Unknown | Call for Quote | Call for Quote
0M-13707 | 0M-13718 GROUP1 PANELS (13AG) |  |  | Unknown | Unknown | Unknown | 223 | 189.55
0M-13708 | 0M-13718 GROUP2 PANELS (13AG 02AG) |  |  | Unknown | Unknown | Unknown | Call for Quote | Call for Quote
0M-13709 | 0M-13718 GROUP3 PANELS (13AG 02AL) |  |  | Unknown | Unknown | Unknown | Call for Quote | Call for Quote
0M-13710 | 0M-13717 GROUP1 PANELS (13AI) |  |  | Unknown | Unknown | Unknown | 223 | 189.55
0M-13711 | 0M-13717 GROUP2 PANELS (13AI 02AG) |  |  | Unknown | Unknown | Unknown | Call for Quote | Call for Quote
0M-13712 | 0M-13717 GROUP3 PANELS (13AI 02AL) |  |  | Unknown | Unknown | Unknown | Call for Quote | Call for Quote
0M-13713 | 0M-13719 GROUP1 PANELS (13AC) |  |  | Unknown | Unknown | Unknown | 223 | 189.55
0M-13714 | 0M-13719 GROUP2 PANELS (13AC 02AG) |  |  | Unknown | Unknown | Unknown | Call for Quote | Call for Quote
0M-13715 | 0M-13719 GROUP3 PANELS (13AC 02AL) |  |  | Unknown | Unknown | Unknown | Call for Quote | Call for Quote
0M-13716 | PANELS (E) TDCV3400/4000 WHT |  |  | Unknown | Unknown | Unknown | Call for Quote | Call for Quote
0M-13717 | PANELS (I) TDCV3400/4000 BLK |  |  | Unknown | Unknown | Unknown | Call for Quote | Call for Quote
0M-13718 | PANELS (G) TDCV3400/4000 GRY |  |  | Unknown | Unknown | Unknown | Call for Quote | Call for Quote
0M-13719 | PANELS (C) TDCV3400/4000 BLU |  |  | Unknown | Unknown | Unknown | Call for Quote | Call for Quote
0M-61291 | UPFLOW GLYCOL WITH ECON SIZE 5 |  |  | FSB SPARES | Unknown | Unknown | 52975 | 45028.75
0M-61425 | 400V 50 HZ, SIZE 1-5 |  |  | UNIFLAIR ROOM COOLING | Unknown | Unknown | Call for Quote | Call for Quote
0M-61433 | DOWNFLOW, GLYCOL WITH ECON, SIZE 1 |  |  | Unknown | Unknown | Unknown | Call for Quote | Call for Quote
0M-61465 | UPFLOW GLYCOL WITH ECON SIZE 5 |  |  | Unknown | Unknown | Unknown | 72440 | 61574
0M-61500 | DOWNFLOW CHILLED WATER SIZE 1 |  |  | UNIFLAIR ROOM COOLING | Unknown | Unknown | 16475 | 14003.75
0M-70001 | ASY PNL HG SLD 30.2X75.9X1 WHT |  |  | Unknown | Unknown | Unknown | Call for Quote | Call for Quote
0M-70005 | ASY PN RRT W/F 30.2X75.9X1 WHT |  |  | Unknown | Unknown | Unknown | Call for Quote | Call for Quote
0M-70006 | ASY PN DG5 RRT 30.2X75.9X1 WHT |  |  | Unknown | Unknown | Unknown | Call for Quote | Call for Quote
0M-70072 | ASSY INSERT BOARD MSTR AF328 |  |  | Unknown | Unknown | Unknown | Call for Quote | Call for Quote
0M-70086 | AFX Brazed Plate Heat Exchanger - WP5-90 |  |  | Unknown | Unknown | Unknown | Call for Quote | Call for Quote
0M-70148A-06 | ASY FLR STND 06 AFX 106-108 |  |  | Unknown | Unknown | Unknown | 412 | 350.2
0M-70148A-09 | ASY FLR STND 09 AFX 106-108 |  |  | Unknown | Unknown | Unknown | 412 | 350.2
0M-70148A-12 | ASY FLR STND 12 AFX 106-108 |  |  | Unknown | Unknown | Unknown | 412 | 350.2
0M-70148A-15 | ASY FLR STND 15 AFX 106-108 |  |  | Unknown | Unknown | Unknown | 412 | 350.2
0M-70148A-18 | ASY FLR STND 18 AFX 106-108 |  |  | Unknown | Unknown | Unknown | 412 | 350.2
0M-70148A-21 | ASY FLR STND 21 AFX 106-108 |  |  | Unknown | Unknown | Unknown | 412 | 350.2
0M-70150A-06 | ASY FLR STND 06 AFX 320-328 |  |  | Unknown | Unknown | Unknown | 1180 | 1003
0M-70150A-09 | ASY FLR STND 09 AFX 320-328 |  |  | Unknown | Unknown | Unknown | 1180 | 1003
0M-70150A-12 | ASY FLR STND 12 AFX 320-328 |  |  | Unknown | Unknown | Unknown | 1180 | 1003
0M-70150A-15 | ASY FLR STND 15 AFX 320-328 |  |  | Unknown | Unknown | Unknown | 1180 | 1003
0M-70150A-18 | ASY FLR STND 18 AFX 320-328 |  |  | Unknown | Unknown | Unknown | 1180 | 1003
0M-70150A-21 | ASY FLR STND 21 AFX 320-328 |  |  | Unknown | Unknown | Unknown | 1180 | 1003
0M-70150A-24 | ASY FLR STND 24 AFX 320-328 |  |  | Unknown | Unknown | Unknown | 1180 | 1003
0M-70150A-27 | ASY FLR STND 27 AFX 320-328 |  |  | Unknown | Unknown | Unknown | 1180 | 1003
0M-70150A-30 | ASY FLR STND 30 AFX 320-328 |  |  | Unknown | Unknown | Unknown | 1180 | 1003
0M-70150A-33 | ASY FLR STND 33 AFX 320-328 |  |  | Unknown | Unknown | Unknown | 1180 | 1003
0M-70150A-36 | ASY FLR STND 36 AFX 320-328 |  |  | Unknown | Unknown | Unknown | 1180 | 1003
0M-70157 | S/A AF COM DF FRM 1 BAY |  |  | Unknown | Unknown | Unknown | Call for Quote | Call for Quote
0M-70193 | AFX Brazed Plate Heat Exchanger - WP5-40 |  |  | Unknown | Unknown | Unknown | Call for Quote | Call for Quote
0M-70194 | AFX Brazed Plate Heat Exchanger - WP5-50 |  |  | Unknown | Unknown | Unknown | Call for Quote | Call for Quote
0M-70218 | AFX Airflow/Clogged Filter - Remote Alar |  |  | Unknown | Unknown | Unknown | 373 | 317.05
0M-70221 | CW FAN STATUS - REMOTE ALARM |  |  | Unknown | Unknown | Unknown | 456 | 387.6
0M-70364 | S/A D1 2 0140/74020/70102/7124 |  |  | Unknown | Unknown | Unknown | Call for Quote | Call for Quote
0M-70400 | AFX FSC Common Parts - Hot Gas Bypass, |  |  | Unknown | Unknown | Unknown | 625 | 531.25
0M-70408 | AFX 3/4 Water Regulating Valve, 3-Way |  |  | Unknown | Unknown | Unknown | 597 | 507.45
0M-70409 | AFX 3/4 Water Regulating Valve, 2-Way |  |  | Unknown | Unknown | Unknown | Call for Quote | Call for Quote
0M-70465-36 | FLR STD W/VANE 36 AFX210-218 |  |  | Unknown | Unknown | Unknown | 639 | 543.15
0M-70466-12 | FLR STD W/VANE 12 AFX320-328 |  |  | Unknown | Unknown | Unknown | 1180 | 1003
0M-70466-15 | FLR STD W/VANE 15 AFX320-328 |  |  | Unknown | Unknown | Unknown | 1180 | 1003
0M-70466-18 | FLR STD W/VANE 18 AFX320-328 |  |  | Unknown | Unknown | Unknown | 1180 | 1003
0M-70466-21 | FLR STD W/VANE 21 AFX320-328 |  |  | Unknown | Unknown | Unknown | 1180 | 1003
0M-70466-24 | FLR STD W/VANE 24 AFX320-328 |  |  | Unknown | Unknown | Unknown | 1180 | 1003
0M-70466-27 | FLR STD W/VANE 27 AFX320-328 |  |  | Unknown | Unknown | Unknown | 1180 | 1003
0M-70466-30 | FLR STD W/VANE 30 AFX320-328 |  |  | Unknown | Unknown | Unknown | 1180 | 1003
0M-70466-33 | FLR STD W/VANE 33 AFX320-328 |  |  | Unknown | Unknown | Unknown | 1180 | 1003
0M-70466-36 | FLR STD W/VANE 36 AFX320-328 |  |  | Unknown | Unknown | Unknown | 1180 | 1003
0M-70468-27 | FLR STD W/VANE 27 CCTCW25-30 |  |  | Unknown | Unknown | Unknown | 509 | 432.65
0M-70483 | CW 41-70KW DOWNFLOW FRAME |  |  | Unknown | Unknown | Unknown | Call for Quote | Call for Quote
0M-70484 | CW 41-70KW UPFLOW FRAME - FRONT RETURN |  |  | Unknown | Unknown | Unknown | 1500 | 1275
0M-70485 | CW 41-70KW UPFLOW FRAME - REAR RETURN |  |  | Unknown | Unknown | Unknown | 3170 | 2694.5
0M-70486 | CW 87-105KW DOWNFLOW FRAME |  |  | Unknown | Unknown | Unknown | Call for Quote | Call for Quote
0M-70487 | CW 87-105KW UPFLOW FRAME - FRONT RETURN |  |  | Unknown | Unknown | Unknown | 1500 | 1275
0M-70488 | CW 87-105KW UPFLOW FRAME - REAR RETURN |  |  | Unknown | Unknown | Unknown | 3170 | 2694.5
0M-70489 | CW 123-140KW UPFLOW FRAME - FRONT RETURN |  |  | Unknown | Unknown | Unknown | 1500 | 1275
0M-70490 | CW 123-140KW DOWNFLOW FRAME |  |  | Unknown | Unknown | Unknown | Call for Quote | Call for Quote
0M-70491 | CW 123-140KW UPFLOW FRAME - REAR RETURN |  |  | Unknown | Unknown | Unknown | 3170 | 2694.5
0M-70494 | CW 175-210KW UPFLOW FRAME - REAR RETURN |  |  | Unknown | Unknown | Unknown | 6600 | 5610
0M-70495 | CW 175-210KW DOWNFLOW FRAME - 6 ROW COIL |  |  | Unknown | Unknown | Unknown | 1205 | 1024.25
0M-70496 | CW 175-210KW UPFLOW FRAME - FRONT RETURN |  |  | Unknown | Unknown | Unknown | 2695 | 2290.75
0M-70497 | CW 175-210KW UPFLOW FRAME - REAR RETURN |  |  | Unknown | Unknown | Unknown | 6600 | 5610
0M-70506 | CW 41KW 2-WAY CHILLED WATER VALVE |  |  | Unknown | Unknown | Unknown | 18415 | 15652.75
0M-70507 | CW 50KW 2-WAY CHILLED WATER VALVE |  |  | Unknown | Unknown | Unknown | 20200 | 17170
0M-70508 | CW 70KW 2-WAY CHILLED WATER VALVE |  |  | Unknown | Unknown | Unknown | 22010 | 18708.5
0M-70509 | CW 87KW 2-WAY CHILLED WATER VALVE |  |  | Unknown | Unknown | Unknown | 23940 | 20349
0M-70511 | CW 105KW 2-WAY CHILLED WATER VALVE |  |  | Unknown | Unknown | Unknown | 25720 | 21862
0M-70512 | CW 123KW 2-WAY CHILLED WATER VALVE |  |  | Unknown | Unknown | Unknown | 27445 | 23328.25
0M-70513 | CW 140KW 2-WAY CHILLED WATER VALVE |  |  | Unknown | Unknown | Unknown | 29230 | 24845.5
0M-70514 | CW 175-210KW 2-WAY CHILLED WATER VALVE |  |  | Unknown | Unknown | Unknown | 31185 | 26507.25
0M-70515 | CW 140-210KW 2-WAY COIL |  |  | Unknown | Unknown | Unknown | 4485 | 3812.25
0M-70529 | CW 41KW 3-WAY CHILLED WATER VALVE |  |  | Unknown | Unknown | Unknown | 18415 | 15652.75
0M-70530 | CW 50KW 3-WAY CHILLED WATER VALVE |  |  | Unknown | Unknown | Unknown | 20200 | 17170
0M-70531 | CW 70KW 3-WAY CHILLED WATER VALVE |  |  | Unknown | Unknown | Unknown | 22010 | 18708.5
0M-70532 | CW 87KW 3-WAY CHILLED WATER VALVE |  |  | Unknown | Unknown | Unknown | 23940 | 20349
0M-70533 | CW 105KW 3-WAY CHILLED WATER VALVE |  |  | Unknown | Unknown | Unknown | 25720 | 21862
0M-70535 | CW 123KW 3-WAY CHILLED WATER VALVE |  |  | Unknown | Unknown | Unknown | 27445 | 23328.25
0M-70536 | CW 140KW 3-WAY CHILLED WATER VALVE |  |  | Unknown | Unknown | Unknown | 29230 | 24845.5
0M-70537 | CW 175-210KW 3-WAY CHILLED WATER VALVE |  |  | Unknown | Unknown | Unknown | 31185 | 26507.25
0M-70539 | S/A 60T COIL/VLV PIPING 3-WAY |  |  | Unknown | Unknown | Unknown | 5430 | 4615.5
0M-70611 | CW ELECTRIC REHEAT, 41-70KW, 230V, DOWN |  |  | Unknown | Unknown | Unknown | 1170 | 994.5
0M-70622 | CW HUMIDIFIER 17LB/HR 380V, 41-210KW |  |  | Unknown | Unknown | Unknown | 5065 | 4305.25
0M-70624 | CW HUMIDIFIER 20LB/HR 230V, 41-210KW |  |  | Unknown | Unknown | Unknown | 6755 | 5741.75
0M-70625 | CW HUMIDIFIER 20LB/HR 460V, 41-210KW |  |  | Unknown | Unknown | Unknown | 6755 | 5741.75
0M-70626 | CW HUMIDIFIER 20LB/HR 380V, 41-210KW |  |  | Unknown | Unknown | Unknown | 6755 | 5741.75
0M-70627 | CW HUMIDIFIER 20LB/HR 575V, 41-210KW |  |  | Unknown | Unknown | Unknown | 6755 | 5741.75
0M-70634 | CW HUMIDIFIER BRACKET HOSE 41-70KW - UPF |  |  | Unknown | Unknown | Unknown | Call for Quote | Call for Quote
0M-70636 | CW HUMIDIFIER BRACKET HOSE 87-105KW - UP |  |  | Unknown | Unknown | Unknown | Call for Quote | Call for Quote
0M-70637 | CW HUMIDIFIER BRACKET HOSE 87-105KW - DO |  |  | Unknown | Unknown | Unknown | Call for Quote | Call for Quote
0M-70639 | CW HUMIDIFIER BRACKET HOSE 123-140KW - D |  |  | Unknown | Unknown | Unknown | Call for Quote | Call for Quote
0M-70642 | S/A DG5.0 REMOTE DISPLAY 50FT |  |  | Unknown | Unknown | Unknown | 897 | 762.45
0M-70643 | S/A DG5.0 REMOTE SENSOR 80FT |  |  | Unknown | Unknown | Unknown | 412 | 350.2
0M-70644 | S/A 25-30DF 2 STG HT 230V |  |  | Unknown | Unknown | Unknown | 833 | 708.05
0M-70645 | S/A 35-40DF 2 STG HT 230V |  |  | Unknown | Unknown | Unknown | 833 | 708.05
0M-70646 | S/A 50-60DF 2 STG HT 230V |  |  | Unknown | Unknown | Unknown | 1250 | 1062.5
0M-70648 | S/A 25-30DF 2 STG HT 380V |  |  | Unknown | Unknown | Unknown | 833 | 708.05
0M-70649 | CW ELECTRIC REHEAT, 175-210KW, 380V, DO |  |  | Unknown | Unknown | Unknown | 3510 | 2983.5
0M-70650 | CW ELECTRIC REHEAT, 123-140KW, 380V, DO |  |  | Unknown | Unknown | Unknown | 2340 | 1989
0M-70651 | CW ELECTRIC REHEAT, 41-70KW, 460V, DOWN |  |  | Unknown | Unknown | Unknown | 1170 | 994.5
0M-70652 | CW ELECTRIC REHEAT, 87-105KW, 460V, DOW |  |  | Unknown | Unknown | Unknown | 2340 | 1989
0M-70653 | CW ELECTRIC REHEAT, 123-140KW, 460V, DO |  |  | Unknown | Unknown | Unknown | 2340 | 1989
0M-70656 | CW ELECTRIC REHEAT, 41-70KW, 575V, DOWN |  |  | Unknown | Unknown | Unknown | 1170 | 994.5
0M-70657 | CW ELECTRIC REHEAT, 41-70KW, 380V, DOWN |  |  | Unknown | Unknown | Unknown | 1170 | 994.5
0M-70658 | CW ELECTRIC REHEAT, 87-105KW, 575V, DOW |  |  | Unknown | Unknown | Unknown | 2340 | 1989
0M-70659 | CW ELECTRIC REHEAT, 123-140KW, 575V, DO |  |  | Unknown | Unknown | Unknown | 2340 | 1989
0M-70661 | CW ELECTRIC REHEAT, 41-70KW, 230V, UPFL |  |  | Unknown | Unknown | Unknown | 1170 | 994.5
0M-70662 | CW ELECTRIC REHEAT, 87-105KW, 230V, UPF |  |  | Unknown | Unknown | Unknown | 2340 | 1989
0M-70663 | CW ELECTRIC REHEAT, 41-70KW, 380V, UPFL |  |  | Unknown | Unknown | Unknown | 1170 | 994.5
0M-70664 | CW ELECTRIC REHEAT, 87-105KW, 380V, UPF |  |  | Unknown | Unknown | Unknown | 2340 | 1989
0M-70665 | CW ELECTRIC REHEAT, 123-140KW, 380V, UP |  |  | Unknown | Unknown | Unknown | 2340 | 1989
0M-70666 | CW ELECTRIC REHEAT, 175-210KW, 380V, UP |  |  | Unknown | Unknown | Unknown | 3510 | 2983.5
0M-70668 | CW ELECTRIC REHEAT, 87-105KW, 460V, UPF |  |  | Unknown | Unknown | Unknown | 2340 | 1989
0M-70670 | CW ELECTRIC REHEAT, 123-140KW, 460V, UP |  |  | Unknown | Unknown | Unknown | 2340 | 1989
0M-70672 | CW ELECTRIC REHEAT, 41-70KW, 575V, UPFL |  |  | Unknown | Unknown | Unknown | 1170 | 994.5
0M-70673 | CW ELECTRIC REHEAT, 87-105KW, 575V, UPF |  |  | Unknown | Unknown | Unknown | 2340 | 1989
0M-70676 | CW ELECTRIC REHEAT, 123-140KW, 230V, UP |  |  | Unknown | Unknown | Unknown | 2340 | 1989
0M-71001 | AFX Assembly Discharge 1 |  |  | UNIFLAIR ROOM COOLING | Unknown | NetworkAIR AFX | Call for Quote | Call for Quote
0M-71002 | AFX Assembly Discharge 2 |  |  | Unknown | Unknown | Unknown | Call for Quote | Call for Quote
0M-71003 | AFX Assembly Discharge 3 |  |  | UNIFLAIR ROOM COOLING | Unknown | Unknown | Call for Quote | Call for Quote
0M-71004 | AFX Assembly Discharge 4 |  |  | Unknown | Unknown | Unknown | Call for Quote | Call for Quote
0M-71005 | AFX Assembly Discharge 5 |  |  | Unknown | Unknown | Unknown | Call for Quote | Call for Quote
0M-71006 | AFX Assembly Discharge 6 |  |  | Unknown | Unknown | Unknown | Call for Quote | Call for Quote
0M-71007 | AFX Assembly Discharge 7 |  |  | UNIFLAIR ROOM COOLING | Unknown | NetworkAIR AFX | Call for Quote | Call for Quote
0M-71008 | AFX Assembly Discharge 8 |  |  | Unknown | Unknown | Unknown | Call for Quote | Call for Quote
0M-71009 | AFX Assembly Discharge 9 |  |  | UNIFLAIR ROOM COOLING | Unknown | Unknown | Call for Quote | Call for Quote
0M-71010 | AFX Assembly Discharge 10 |  |  | Unknown | Unknown | Unknown | Call for Quote | Call for Quote
0M-71011 | AFX Assembly Discharge 11 |  |  | Unknown | Unknown | Unknown | Call for Quote | Call for Quote
0M-71013 | ASSY DISCHARGE 13 |  |  | Unknown | Unknown | Unknown | Call for Quote | Call for Quote
0M-71013A | AFX Assembly Discharge 13 |  |  | UNIFLAIR ROOM COOLING | Unknown | NetworkAIR AFX | Call for Quote | Call for Quote
0M-71014 | AFX Assembly Discharge 14 |  |  | Unknown | Unknown | Unknown | Call for Quote | Call for Quote
0M-71015 | ASSY DISCHARGE 15 |  |  | Unknown | Unknown | Unknown | Call for Quote | Call for Quote
0M-71016 | AFX Assembly Discharge 16 |  |  | Unknown | Unknown | Unknown | Call for Quote | Call for Quote
0M-71017 | AFX Assembly Discharge 17 |  |  | Unknown | Unknown | Unknown | Call for Quote | Call for Quote
0M-71018 | AFX Assembly Discharge 18 |  |  | Unknown | Unknown | Unknown | Call for Quote | Call for Quote
0M-71019 | AFX Assembly Discharge 19 |  |  | UNIFLAIR ROOM COOLING | Unknown | Unknown | Call for Quote | Call for Quote
0M-71021 | AFX Assembly Discharge 21 |  |  | UNIFLAIR ROOM COOLING | Unknown | Unknown | Call for Quote | Call for Quote
0M-71022 | AFX Assembly Discharge 22 |  |  | Unknown | Unknown | Unknown | Call for Quote | Call for Quote
0M-71023 | AFX Assembly Discharge 23 |  |  | Unknown | Unknown | Unknown | Call for Quote | Call for Quote
0M-71024 | AFX Assembly Discharge 24 |  |  | Unknown | Unknown | Unknown | Call for Quote | Call for Quote
0M-71025 | AFX Assembly Discharge 25 |  |  | Unknown | Unknown | Unknown | Call for Quote | Call for Quote
0M-71026 | AFX Assembly Discharge 26 |  |  | Unknown | Unknown | Unknown | Call for Quote | Call for Quote
0M-71027 | AFX Assembly Discharge 27 |  |  | Unknown | Unknown | Unknown | Call for Quote | Call for Quote
0M-71028 | AFX Assembly Discharge 28 |  |  | Unknown | Unknown | Unknown | Call for Quote | Call for Quote
0M-71029 | AFX Assembly Discharge 29 |  |  | Unknown | Unknown | Unknown | Call for Quote | Call for Quote
0M-71030 | AFX Assembly Discharge 30 |  |  | Unknown | Unknown | Unknown | Call for Quote | Call for Quote
0M-71031 | AFX Assembly Discharge 31 |  |  | Unknown | Unknown | Unknown | Call for Quote | Call for Quote
0M-71032 | AFX Assembly Discharge 32 |  |  | Unknown | Unknown | Unknown | Call for Quote | Call for Quote
0M-71033 | AFX Assembly Discharge 33 |  |  | UNIFLAIR ROOM COOLING | Unknown | Unknown | Call for Quote | Call for Quote
0M-71035 | AFX Assembly Discharge 35 |  |  | UNIFLAIR ROOM COOLING | Unknown | Unknown | Call for Quote | Call for Quote
0M-71036 | AFX Assembly Discharge 36 |  |  | Unknown | Unknown | Unknown | Call for Quote | Call for Quote
0M-71037 | AFX Assembly Discharge 37 |  |  | Unknown | Unknown | Unknown | Call for Quote | Call for Quote
0M-71038 | AFX Assembly Discharge 38 |  |  | Unknown | Unknown | Unknown | Call for Quote | Call for Quote
0M-71039 | AFX Assembly Discharge 39 |  |  | UNIFLAIR ROOM COOLING | Unknown | Unknown | Call for Quote | Call for Quote
0M-71040 | AFX Assembly Discharge 40 |  |  | Unknown | Unknown | Unknown | Call for Quote | Call for Quote
0M-71041 | AFX Assembly Discharge 41 |  |  | UNIFLAIR ROOM COOLING | Unknown | NetworkAIR AFX | Call for Quote | Call for Quote
0M-71042 | AFX Assembly Discharge 42 |  |  | Unknown | Unknown | Unknown | Call for Quote | Call for Quote
0M-71043 | AFX Assembly Discharge 43 |  |  | Unknown | Unknown | Unknown | Call for Quote | Call for Quote
0M-71044 | AFX Assembly Discharge 44 |  |  | Unknown | Unknown | Unknown | Call for Quote | Call for Quote
0M-71045 | AFX Assembly Discharge 45 |  |  | UNIFLAIR ROOM COOLING | Unknown | Unknown | Call for Quote | Call for Quote
0M-71046 | AFX Assembly Discharge 46 |  |  | Unknown | Unknown | Unknown | Call for Quote | Call for Quote
0M-71047 | AFX Assembly Discharge 47 |  |  | UNIFLAIR ROOM COOLING | Unknown | Unknown | Call for Quote | Call for Quote
0M-71048 | AFX Assembly Discharge 48 |  |  | Unknown | Unknown | Unknown | Call for Quote | Call for Quote
0M-71049 | AFX Assembly Discharge 49 |  |  | Unknown | Unknown | Unknown | Call for Quote | Call for Quote
0M-71050 | AFX Assembly Discharge 50 |  |  | Unknown | Unknown | Unknown | Call for Quote | Call for Quote
0M-71051 | AFX Assembly Discharge 51 |  |  | UNIFLAIR ROOM COOLING | Unknown | Unknown | Call for Quote | Call for Quote
0M-71052 | AFX Assembly Discharge 52 |  |  | Unknown | Unknown | Unknown | Call for Quote | Call for Quote
0M-71053 | AFX Assembly Discharge 53 |  |  | UNIFLAIR ROOM COOLING | Unknown | Unknown | Call for Quote | Call for Quote
0M-71054 | AFX Assembly Discharge 54 |  |  | Unknown | Unknown | Unknown | Call for Quote | Call for Quote
0M-71055 | AFX Assembly Discharge 55 |  |  | Unknown | Unknown | Unknown | Call for Quote | Call for Quote
0M-71056 | AFX Assembly Discharge 56 |  |  | Unknown | Unknown | Unknown | Call for Quote | Call for Quote
0M-71057 | AFX Assembly Discharge 57 |  |  | Unknown | Unknown | Unknown | Call for Quote | Call for Quote
0M-71058 | AFX Assembly Discharge 58 |  |  | Unknown | Unknown | Unknown | Call for Quote | Call for Quote
0M-71059 | AFX Assembly Discharge 59 |  |  | Unknown | Unknown | Unknown | Call for Quote | Call for Quote
0M-71060 | AFX Assembly Discharge 60 |  |  | Unknown | Unknown | Unknown | Call for Quote | Call for Quote
0M-71061 | AFX Assembly Discharge 61 |  |  | Unknown | Unknown | Unknown | Call for Quote | Call for Quote
0M-71062 | AFX Assembly Discharge 62 |  |  | Unknown | Unknown | Unknown | Call for Quote | Call for Quote
0M-71063 | AFX Assembly Discharge 63 |  |  | Unknown | Unknown | Unknown | Call for Quote | Call for Quote
0M-71064 | AFX Assembly Discharge 64 |  |  | Unknown | Unknown | Unknown | Call for Quote | Call for Quote
0M-71066 | AFX Assembly Discharge 66 |  |  | Unknown | Unknown | Unknown | Call for Quote | Call for Quote
0M-71067 | AFX Assembly Discharge 67 |  |  | Unknown | Unknown | Unknown | Call for Quote | Call for Quote
0M-71068 | AFX Assembly Discharge 68 |  |  | Unknown | Unknown | Unknown | Call for Quote | Call for Quote
0M-71069 | AFX Assembly Discharge 69 |  |  | Unknown | Unknown | Unknown | Call for Quote | Call for Quote
0M-71070 | AFX Assembly Discharge 70 |  |  | Unknown | Unknown | Unknown | Call for Quote | Call for Quote
0M-71072 | AFX Assembly Discharge 72 |  |  | Unknown | Unknown | Unknown | Call for Quote | Call for Quote
0M-71073 | AFX Assembly Discharge 73 |  |  | Unknown | Unknown | Unknown | Call for Quote | Call for Quote
0M-71074 | AFX Assembly Discharge 74 |  |  | Unknown | Unknown | Unknown | Call for Quote | Call for Quote
0M-71075 | AFX Assembly Discharge 75 |  |  | Unknown | Unknown | Unknown | Call for Quote | Call for Quote
0M-71076 | AFX Assembly Discharge 76 |  |  | Unknown | Unknown | Unknown | Call for Quote | Call for Quote
0M-71078 | AFX Assembly Discharge 78 |  |  | Unknown | Unknown | Unknown | Call for Quote | Call for Quote
0M-71079 | AFX Assembly Discharge 79 |  |  | Unknown | Unknown | Unknown | Call for Quote | Call for Quote
0M-71080 | AFX Assembly Discharge 80 |  |  | Unknown | Unknown | Unknown | Call for Quote | Call for Quote
0M-71081 | AFX Assembly Discharge 81 |  |  | Unknown | Unknown | Unknown | Call for Quote | Call for Quote
0M-71082 | AFX Assembly Discharge 82 |  |  | Unknown | Unknown | Unknown | Call for Quote | Call for Quote
0M-71083 | AFX Assembly Discharge 83 |  |  | UNIFLAIR ROOM COOLING | Unknown | Unknown | Call for Quote | Call for Quote
0M-71084 | AFX Assembly Discharge 84 |  |  | Unknown | Unknown | Unknown | Call for Quote | Call for Quote
0M-71085 | AFX Assembly Discharge 85 |  |  | Unknown | Unknown | Unknown | Call for Quote | Call for Quote
0M-71086 | AFX Assembly Discharge 86 |  |  | Unknown | Unknown | Unknown | Call for Quote | Call for Quote
0M-71087 | AFX Assembly Discharge 87 |  |  | Unknown | Unknown | Unknown | Call for Quote | Call for Quote
0M-71088 | AFX Assembly Discharge 88 |  |  | Unknown | Unknown | Unknown | Call for Quote | Call for Quote
0M-71089 | AFX Assembly Discharge 89 |  |  | Unknown | Unknown | Unknown | Call for Quote | Call for Quote
0M-71090 | AFX Assembly Discharge 90 |  |  | Unknown | Unknown | Unknown | Call for Quote | Call for Quote
0M-71091 | AFX Assembly Discharge 91 |  |  | Unknown | Unknown | Unknown | Call for Quote | Call for Quote
0M-71092 | AFX Assembly Discharge 92 |  |  | Unknown | Unknown | Unknown | Call for Quote | Call for Quote
0M-71093 | AFX Assembly Discharge 93 |  |  | Unknown | Unknown | Unknown | Call for Quote | Call for Quote
0M-71094 | AFX Assembly Discharge 94 |  |  | Unknown | Unknown | Unknown | Call for Quote | Call for Quote
0M-71095 | AFX Assembly Discharge 95 |  |  | Unknown | Unknown | Unknown | Call for Quote | Call for Quote
0M-71096 | AFX Assembly Discharge 96 |  |  | Unknown | Unknown | Unknown | Call for Quote | Call for Quote
0M-71097 | AFX Assembly Discharge 97 |  |  | Unknown | Unknown | Unknown | Call for Quote | Call for Quote
0M-71098 | AFX Assembly Discharge 98 |  |  | Unknown | Unknown | Unknown | Call for Quote | Call for Quote
0M-71099 | AFX Assembly Discharge 99 |  |  | Unknown | Unknown | Unknown | Call for Quote | Call for Quote
0M-71100 | AFX Assembly Discharge 100 |  |  | Unknown | Unknown | Unknown | Call for Quote | Call for Quote
0M-71101 | AFX Assembly Discharge 101 |  |  | Unknown | Unknown | Unknown | Call for Quote | Call for Quote
0M-71102 | AFX Assembly Discharge 102 |  |  | Unknown | Unknown | Unknown | Call for Quote | Call for Quote
0M-71103 | AFX Assembly Discharge 103 |  |  | Unknown | Unknown | Unknown | Call for Quote | Call for Quote
0M-71104 | AFX Assembly Discharge 104 |  |  | Unknown | Unknown | Unknown | Call for Quote | Call for Quote
0M-71105 | AFX Assembly Discharge 105 |  |  | Unknown | Unknown | Unknown | Call for Quote | Call for Quote
0M-71106 | AFX Assembly Discharge 106 |  |  | Unknown | Unknown | Unknown | Call for Quote | Call for Quote
0M-71107 | AFX Assembly Discharge 107 |  |  | Unknown | Unknown | Unknown | Call for Quote | Call for Quote
0M-71108 | AFX Assembly Discharge 108 |  |  | Unknown | Unknown | Unknown | Call for Quote | Call for Quote
0M-71109 | AFX Assembly Discharge 109 |  |  | Unknown | Unknown | Unknown | Call for Quote | Call for Quote
0M-71110 | AFX Assembly Discharge 110 |  |  | Unknown | Unknown | Unknown | Call for Quote | Call for Quote
0M-71111 | AFX Assembly Discharge 111 |  |  | Unknown | Unknown | Unknown | Call for Quote | Call for Quote
0M-71112 | AFX Assembly Discharge 112 |  |  | Unknown | Unknown | Unknown | Call for Quote | Call for Quote
0M-71113 | AFX Assembly Discharge 113 |  |  | Unknown | Unknown | Unknown | Call for Quote | Call for Quote
0M-71114 | AFX Assembly Discharge 114 |  |  | Unknown | Unknown | Unknown | Call for Quote | Call for Quote
0M-71115 | AFX Assembly Discharge 115 |  |  | Unknown | Unknown | Unknown | Call for Quote | Call for Quote
0M-71116 | AFX Assembly Discharge 116 |  |  | Unknown | Unknown | Unknown | Call for Quote | Call for Quote
0M-71117 | AFX Assembly Discharge 117 |  |  | Unknown | Unknown | Unknown | Call for Quote | Call for Quote
0M-71118 | AFX Assembly Discharge 118 |  |  | Unknown | Unknown | Unknown | Call for Quote | Call for Quote
0M-71119 | AFX Assembly Discharge 119 |  |  | Unknown | Unknown | Unknown | Call for Quote | Call for Quote
0M-71120 | AFX Assembly Discharge 120 |  |  | Unknown | Unknown | Unknown | Call for Quote | Call for Quote
0M-71121 | AFX Assembly Discharge 121 |  |  | Unknown | Unknown | Unknown | Call for Quote | Call for Quote
0M-71122 | AFX Assembly Discharge 122 |  |  | Unknown | Unknown | Unknown | Call for Quote | Call for Quote
0M-71123 | AFX Assembly Discharge 123 |  |  | Unknown | Unknown | Unknown | Call for Quote | Call for Quote
0M-71124 | AFX Assembly Discharge 124 |  |  | Unknown | Unknown | Unknown | Call for Quote | Call for Quote
0M-71125 | AFX Assembly Discharge 125 |  |  | Unknown | Unknown | Unknown | Call for Quote | Call for Quote
0M-71126 | AFX Assembly Discharge 126 |  |  | Unknown | Unknown | Unknown | Call for Quote | Call for Quote
0M-71127 | AFX Assembly Discharge 127 |  |  | Unknown | Unknown | Unknown | Call for Quote | Call for Quote
0M-71128 | AFX Assembly Discharge 128 |  |  | Unknown | Unknown | Unknown | Call for Quote | Call for Quote
0M-71129 | AFX Assembly Discharge 129 |  |  | Unknown | Unknown | Unknown | Call for Quote | Call for Quote
0M-71130 | AFX Assembly Discharge 130 |  |  | Unknown | Unknown | Unknown | Call for Quote | Call for Quote
0M-71131 | AFX Assembly Discharge 131 |  |  | Unknown | Unknown | Unknown | Call for Quote | Call for Quote
0M-71132 | AFX Assembly Discharge 132 |  |  | Unknown | Unknown | Unknown | Call for Quote | Call for Quote
0M-71133 | AFX Assembly Discharge 133 |  |  | Unknown | Unknown | Unknown | Call for Quote | Call for Quote
0M-71134 | AFX Assembly Discharge 134 |  |  | Unknown | Unknown | Unknown | Call for Quote | Call for Quote
0M-71135 | AFX Assembly Discharge 135 |  |  | Unknown | Unknown | Unknown | Call for Quote | Call for Quote
0M-71136 | AFX Assembly Discharge 136 |  |  | Unknown | Unknown | Unknown | Call for Quote | Call for Quote
0M-71137 | AFX Assembly Discharge 137 |  |  | Unknown | Unknown | Unknown | Call for Quote | Call for Quote
0M-71138 | AFX Assembly Discharge 138 |  |  | Unknown | Unknown | Unknown | Call for Quote | Call for Quote
0M-71139 | AFX Assembly Discharge 139 |  |  | Unknown | Unknown | Unknown | Call for Quote | Call for Quote
0M-71140 | AFX Assembly Discharge 140 |  |  | Unknown | Unknown | Unknown | Call for Quote | Call for Quote
0M-71141 | AFX Assembly Discharge 141 |  |  | Unknown | Unknown | Unknown | Call for Quote | Call for Quote
0M-71142 | AFX Assembly Discharge 142 |  |  | Unknown | Unknown | Unknown | Call for Quote | Call for Quote
0M-71143 | AFX Assembly Discharge 143 |  |  | Unknown | Unknown | Unknown | Call for Quote | Call for Quote
0M-71144 | AFX Assembly Discharge 144 |  |  | Unknown | Unknown | Unknown | Call for Quote | Call for Quote
0M-71145 | AFX Assembly Discharge 145 |  |  | Unknown | Unknown | Unknown | Call for Quote | Call for Quote
0M-71146 | AFX Assembly Discharge 146 |  |  | Unknown | Unknown | Unknown | Call for Quote | Call for Quote
0M-71148 | AFX Assembly Discharge 148 |  |  | Unknown | Unknown | Unknown | Call for Quote | Call for Quote
0M-71149 | AFX Assembly Discharge 149 |  |  | Unknown | Unknown | Unknown | Call for Quote | Call for Quote
0M-71150 | AFX Assembly Discharge 150 |  |  | Unknown | Unknown | Unknown | Call for Quote | Call for Quote
0M-71151 | AFX Assembly Discharge 151 |  |  | Unknown | Unknown | Unknown | Call for Quote | Call for Quote
0M-71152 | AFX Assembly Discharge 152 |  |  | Unknown | Unknown | Unknown | Call for Quote | Call for Quote
0M-71153 | AFX Assembly Discharge 153 |  |  | Unknown | Unknown | Unknown | Call for Quote | Call for Quote
0M-71154 | AFX Assembly Discharge 154 |  |  | Unknown | Unknown | Unknown | Call for Quote | Call for Quote
0M-71155 | AFX Assembly Discharge 155 |  |  | Unknown | Unknown | Unknown | Call for Quote | Call for Quote
0M-71156 | AFX Assembly Discharge 156 |  |  | Unknown | Unknown | Unknown | Call for Quote | Call for Quote
0M-71157 | AFX Assembly Discharge 157 |  |  | Unknown | Unknown | Unknown | Call for Quote | Call for Quote
0M-71158 | AFX Assembly Discharge 158 |  |  | Unknown | Unknown | Unknown | Call for Quote | Call for Quote
0M-71159 | AFX Assembly Discharge 159 |  |  | Unknown | Unknown | Unknown | Call for Quote | Call for Quote
0M-71160 | AFX Assembly Discharge 160 |  |  | Unknown | Unknown | Unknown | Call for Quote | Call for Quote
0M-71161 | AFX Assembly Discharge 161 |  |  | Unknown | Unknown | Unknown | Call for Quote | Call for Quote
0M-71162 | AFX Assembly Discharge 162 |  |  | Unknown | Unknown | Unknown | Call for Quote | Call for Quote
0M-71163 | AFX Assembly Discharge 163 |  |  | Unknown | Unknown | Unknown | Call for Quote | Call for Quote
0M-71164 | AFX Assembly Discharge 164 |  |  | Unknown | Unknown | Unknown | Call for Quote | Call for Quote
0M-71165 | AFX Assembly Discharge 165 |  |  | Unknown | Unknown | Unknown | Call for Quote | Call for Quote
0M-71166 | AFX Assembly Discharge 166 |  |  | Unknown | Unknown | Unknown | Call for Quote | Call for Quote
0M-71167 | AFX Assembly Discharge 167 |  |  | Unknown | Unknown | Unknown | Call for Quote | Call for Quote
0M-71168 | AFX Assembly Discharge 168 |  |  | Unknown | Unknown | Unknown | Call for Quote | Call for Quote
0M-71169 | AFX Assembly Discharge 169 |  |  | Unknown | Unknown | Unknown | Call for Quote | Call for Quote
0M-71170 | AFX Assembly Discharge 170 |  |  | Unknown | Unknown | Unknown | Call for Quote | Call for Quote
0M-71171 | AFX Assembly Discharge 171 |  |  | Unknown | Unknown | Unknown | Call for Quote | Call for Quote
0M-71172 | AFX Assembly Discharge 172 |  |  | Unknown | Unknown | Unknown | Call for Quote | Call for Quote
0M-71173 | AFX Assembly Discharge 173 |  |  | Unknown | Unknown | Unknown | Call for Quote | Call for Quote
0M-71174 | AFX Assembly Discharge 174 |  |  | Unknown | Unknown | Unknown | Call for Quote | Call for Quote
0M-71175 | AFX Assembly Discharge 175 |  |  | Unknown | Unknown | Unknown | Call for Quote | Call for Quote
0M-71176 | AFX Assembly Discharge 176 |  |  | Unknown | Unknown | Unknown | Call for Quote | Call for Quote
0M-71177 | AFX Assembly Discharge 177 |  |  | Unknown | Unknown | Unknown | Call for Quote | Call for Quote
0M-71178 | AFX Assembly Discharge 178 |  |  | Unknown | Unknown | Unknown | Call for Quote | Call for Quote
0M-71179 | AFX Assembly Discharge 179 |  |  | Unknown | Unknown | Unknown | Call for Quote | Call for Quote
0M-71180 | AFX Assembly Discharge 180 |  |  | Unknown | Unknown | Unknown | Call for Quote | Call for Quote
0M-71181 | AFX Assembly Discharge 181 |  |  | Unknown | Unknown | Unknown | Call for Quote | Call for Quote
0M-71182 | AFX Assembly Discharge 182 |  |  | Unknown | Unknown | Unknown | Call for Quote | Call for Quote
0M-71183 | AFX Assembly Discharge 183 |  |  | Unknown | Unknown | Unknown | Call for Quote | Call for Quote
0M-71184 | AFX Assembly Discharge 184 |  |  | Unknown | Unknown | Unknown | Call for Quote | Call for Quote
0M-71185 | AFX Assembly Discharge 185 |  |  | Unknown | Unknown | Unknown | Call for Quote | Call for Quote
0M-71186 | AFX Assembly Discharge 186 |  |  | Unknown | Unknown | Unknown | Call for Quote | Call for Quote
0M-71187 | AFX Assembly Discharge 187 |  |  | Unknown | Unknown | Unknown | Call for Quote | Call for Quote
0M-71188 | AFX Assembly Discharge 188 |  |  | Unknown | Unknown | Unknown | Call for Quote | Call for Quote
0M-71189 | AFX Assembly Discharge 189 |  |  | Unknown | Unknown | Unknown | Call for Quote | Call for Quote
0M-71190 | AFX Assembly Discharge 190 |  |  | Unknown | Unknown | Unknown | Call for Quote | Call for Quote
0M-71191 | AFX Assembly Discharge 191 |  |  | Unknown | Unknown | Unknown | Call for Quote | Call for Quote
0M-71192 | AFX Assembly Discharge 192 |  |  | Unknown | Unknown | Unknown | Call for Quote | Call for Quote
0M-71193 | AFX Assembly Discharge 193 |  |  | Unknown | Unknown | Unknown | Call for Quote | Call for Quote
0M-71194 | AFX Assembly Discharge 194 |  |  | Unknown | Unknown | Unknown | Call for Quote | Call for Quote
0M-71195 | AFX Assembly Discharge 195 |  |  | Unknown | Unknown | Unknown | Call for Quote | Call for Quote
0M-71196 | AFX Assembly Discharge 196 |  |  | Unknown | Unknown | Unknown | Call for Quote | Call for Quote
0M-71197 | AFX Assembly Discharge 197 |  |  | Unknown | Unknown | Unknown | Call for Quote | Call for Quote
0M-71198 | AFX Assembly Discharge 198 |  |  | Unknown | Unknown | Unknown | Call for Quote | Call for Quote
0M-71199 | AFX Assembly Discharge 199 |  |  | Unknown | Unknown | Unknown | Call for Quote | Call for Quote
0M-71200 | AFX Assembly Discharge 200 |  |  | Unknown | Unknown | Unknown | Call for Quote | Call for Quote
0M-71201 | AFX Assembly Discharge 201 |  |  | Unknown | Unknown | Unknown | Call for Quote | Call for Quote
0M-71202 | AFX Assembly Discharge 202 |  |  | Unknown | Unknown | Unknown | Call for Quote | Call for Quote
0M-71203 | AFX Assembly Discharge 203 |  |  | Unknown | Unknown | Unknown | Call for Quote | Call for Quote
0M-71204 | AFX Assembly Discharge 204 |  |  | Unknown | Unknown | Unknown | Call for Quote | Call for Quote
0M-71205 | AFX Assembly Discharge 205 |  |  | Unknown | Unknown | Unknown | Call for Quote | Call for Quote
0M-71206 | AFX Assembly Discharge 206 |  |  | Unknown | Unknown | Unknown | Call for Quote | Call for Quote
0M-71207 | AFX Assembly Discharge 207 |  |  | Unknown | Unknown | Unknown | Call for Quote | Call for Quote
0M-71208 | AFX Assembly Discharge 208 |  |  | Unknown | Unknown | Unknown | Call for Quote | Call for Quote
0M-71209 | AFX Assembly Discharge 209 |  |  | Unknown | Unknown | Unknown | Call for Quote | Call for Quote
0M-71210 | AFX Assembly Discharge 210 |  |  | Unknown | Unknown | Unknown | Call for Quote | Call for Quote
0M-71211 | AFX Assembly Discharge 211 |  |  | Unknown | Unknown | Unknown | Call for Quote | Call for Quote
0M-71212 | AFX Assembly Discharge 212 |  |  | Unknown | Unknown | Unknown | Call for Quote | Call for Quote
0M-71213 | AFX Assembly Discharge 213 |  |  | Unknown | Unknown | Unknown | Call for Quote | Call for Quote
0M-71214 | AFX Assembly Discharge 214 |  |  | Unknown | Unknown | Unknown | Call for Quote | Call for Quote
0M-71215 | AFX Assembly Discharge 215 |  |  | Unknown | Unknown | Unknown | Call for Quote | Call for Quote
0M-71216 | AFX Assembly Discharge 216 |  |  | Unknown | Unknown | Unknown | Call for Quote | Call for Quote
0M-71217 | AFX Assembly Discharge 217 |  |  | Unknown | Unknown | Unknown | Call for Quote | Call for Quote
0M-71218 | AFX Assembly Discharge 218 |  |  | Unknown | Unknown | Unknown | Call for Quote | Call for Quote
0M-71219 | AFX Assembly Discharge 219 |  |  | Unknown | Unknown | Unknown | Call for Quote | Call for Quote
0M-71220 | AFX Assembly Discharge 220 |  |  | Unknown | Unknown | Unknown | Call for Quote | Call for Quote
0M-71221 | AFX Assembly Discharge 221 |  |  | Unknown | Unknown | Unknown | Call for Quote | Call for Quote
0M-71222 | AFX Assembly Discharge 222 |  |  | Unknown | Unknown | Unknown | Call for Quote | Call for Quote
0M-71223 | AFX Assembly Discharge 223 |  |  | Unknown | Unknown | Unknown | Call for Quote | Call for Quote
0M-71224 | AFX Assembly Discharge 224 |  |  | Unknown | Unknown | Unknown | Call for Quote | Call for Quote
0M-71226 | AFX Assembly Suction 71 |  |  | Unknown | Unknown | Unknown | Call for Quote | Call for Quote
0M-71227 | AFX Assembly Equalization Expansion 19 |  |  | Unknown | Unknown | Unknown | Call for Quote | Call for Quote
0M-71228 | AFX Assembly Suction 72 |  |  | Unknown | Unknown | Unknown | Call for Quote | Call for Quote
0M-71229 | AFX Assembly Suction 73 |  |  | Unknown | Unknown | Unknown | Call for Quote | Call for Quote
0M-71230 | AFX Assembly Suction 74 |  |  | Unknown | Unknown | Unknown | Call for Quote | Call for Quote
0M-71264 | S/A SPEC COND PUMP |  |  | Unknown | Unknown | Unknown | 417 | 354.45
0M-71265 | S/A OPT MSTR 20A63A20A25A |  |  | Unknown | Unknown | Unknown | Call for Quote | Call for Quote
0M-71303 | AFX Assembly Equalization Expansion 3 |  |  | Unknown | Unknown | Unknown | Call for Quote | Call for Quote
0M-71310 | AFX Assembly Equalization Expansion 10 |  |  | Unknown | Unknown | Unknown | Call for Quote | Call for Quote
0M-71311 | AFX Assembly Equalization Expansion 11 |  |  | Unknown | Unknown | Unknown | Call for Quote | Call for Quote
0M-71313 | AFX Assembly Equalization Expansion 13 |  |  | Unknown | Unknown | Unknown | Call for Quote | Call for Quote
0M-71315 | AFX Assembly Equalization Expansion 15 |  |  | Unknown | Unknown | Unknown | Call for Quote | Call for Quote
0M-71317 | AFX Assembly Equalization Expansion 17 |  |  | Unknown | Unknown | Unknown | Call for Quote | Call for Quote
0M-71318 | AFX Assembly Equalization Expansion 18 |  |  | Unknown | Unknown | Unknown | Call for Quote | Call for Quote
0M-71321 | AFX Assembly Equalization Hot Gas 1 |  |  | Unknown | Unknown | Unknown | Call for Quote | Call for Quote
0M-71323 | AFX ASSEMBLY EQUALIZATION HOT GAS 3 |  |  | Unknown | Unknown | Unknown | Call for Quote | Call for Quote
0M-71324 | AFX ASSEMBLY EQUALIZATION HOT GAS 4 |  |  | Unknown | Unknown | Unknown | Call for Quote | Call for Quote
0M-71325 | AFX Assembly Equalization Hot Gas 5 |  |  | Unknown | Unknown | Unknown | Call for Quote | Call for Quote
0M-71330 | AFX Assembly Equalization Hot Gas 10 |  |  | Unknown | Unknown | Unknown | Call for Quote | Call for Quote
0M-71331 | AFX Assembly Equalization Hot Gas 11 |  |  | Unknown | Unknown | Unknown | Call for Quote | Call for Quote
0M-71332 | AFX Assembly Equalization Hot Gas 12 |  |  | Unknown | Unknown | Unknown | Call for Quote | Call for Quote
0M-71333 | S/A U-1 2 BLW 0169/70102/70284 |  |  | Unknown | Unknown | Unknown | Call for Quote | Call for Quote
0M-71334 | S/A STEAM HEAD 70021 |  |  | Unknown | Unknown | Unknown | Call for Quote | Call for Quote
0M-71334-001 | S/A DF STEAM HEAD 70021 |  |  | Unknown | Unknown | Unknown | Call for Quote | Call for Quote
0M-71335 | KIT HARDWARE DMO13RM-16 |  |  | Unknown | Unknown | Unknown | Call for Quote | Call for Quote
0M-71364 | S/A D-1 2 BLW 0140/70284/70102 |  |  | Unknown | Unknown | Unknown | Call for Quote | Call for Quote
0M-71368 | AFX Electric Reheat, 70-98KW, 380V, Upf |  |  | Unknown | Unknown | Unknown | 2700 | 2295
0M-71390 | AFX Electric Reheat, 70-98KW, 380V, Dow |  |  | Unknown | Unknown | Unknown | 2700 | 2295
0M-71401 | AFX Assembly Suction 1 |  |  | UNIFLAIR ROOM COOLING | Unknown | NetworkAIR AFX | Call for Quote | Call for Quote
0M-71402 | AFX Assembly Suction 2 |  |  | Unknown | Unknown | Unknown | Call for Quote | Call for Quote
0M-71403 | AFX Assembly Suction 3 |  |  | Unknown | Unknown | Unknown | Call for Quote | Call for Quote
0M-71404 | AFX Assembly Suction 4 |  |  | Unknown | Unknown | Unknown | Call for Quote | Call for Quote
0M-71405 | ASSY SUCTION 5 |  |  | Unknown | Unknown | Unknown | Call for Quote | Call for Quote
0M-71405A | AFX Assembly Suction 5 |  |  | UNIFLAIR ROOM COOLING | Unknown | NetworkAIR AFX | Call for Quote | Call for Quote
0M-71406 | AFX Assembly Suction 6 |  |  | Unknown | Unknown | Unknown | Call for Quote | Call for Quote
0M-71407 | AFX Assembly Suction 7 |  |  | Unknown | Unknown | Unknown | Call for Quote | Call for Quote
0M-71408 | AFX Assembly Suction 8 |  |  | Unknown | Unknown | Unknown | Call for Quote | Call for Quote
0M-71409 | AFX Assembly Suction 9 |  |  | Unknown | Unknown | Unknown | Call for Quote | Call for Quote
0M-71410 | AFX Assembly Suction 10 |  |  | Unknown | Unknown | Unknown | Call for Quote | Call for Quote
0M-71411 | AFX Assembly Suction 11 |  |  | Unknown | Unknown | Unknown | Call for Quote | Call for Quote
0M-71412 | AFX Assembly Suction 12 |  |  | Unknown | Unknown | Unknown | Call for Quote | Call for Quote
0M-71413 | AFX Assembly Suction 13 |  |  | Unknown | Unknown | Unknown | Call for Quote | Call for Quote
0M-71414 | AFX Assembly Suction 14 |  |  | Unknown | Unknown | Unknown | Call for Quote | Call for Quote
0M-71415 | AFX Assembly Suction 15 |  |  | Unknown | Unknown | Unknown | Call for Quote | Call for Quote
0M-71416 | AFX Assembly Suction 16 |  |  | Unknown | Unknown | Unknown | Call for Quote | Call for Quote
0M-71417 | AFX Assembly Suction 17 |  |  | Unknown | Unknown | Unknown | Call for Quote | Call for Quote
0M-71418 | AFX Assembly Suction 18 |  |  | Unknown | Unknown | Unknown | Call for Quote | Call for Quote
0M-71419 | AFX Assembly Suction 19 |  |  | Unknown | Unknown | Unknown | Call for Quote | Call for Quote
0M-71420 | AFX Assembly Suction 20 |  |  | Unknown | Unknown | Unknown | Call for Quote | Call for Quote
0M-71421 | AFX Assembly Suction 21 |  |  | Unknown | Unknown | Unknown | Call for Quote | Call for Quote
0M-71422 | AFX Assembly Suction 22 |  |  | Unknown | Unknown | Unknown | Call for Quote | Call for Quote
0M-71423 | AFX Assembly Suction 23 |  |  | Unknown | Unknown | Unknown | Call for Quote | Call for Quote
0M-71424 | AFX Assembly Suction 24 |  |  | Unknown | Unknown | Unknown | Call for Quote | Call for Quote
0M-71425 | AFX Assembly Suction 25 |  |  | Unknown | Unknown | Unknown | Call for Quote | Call for Quote
0M-71426 | AFX Assembly Suction 26 |  |  | Unknown | Unknown | Unknown | Call for Quote | Call for Quote
0M-71427 | AFX Assembly Suction 27 |  |  | Unknown | Unknown | Unknown | Call for Quote | Call for Quote
0M-71428 | AFX Assembly Suction 28 |  |  | Unknown | Unknown | Unknown | Call for Quote | Call for Quote
0M-71429 | AFX Assembly Suction 29 |  |  | UNIFLAIR ROOM COOLING | Unknown | NetworkAIR AFX | Call for Quote | Call for Quote
0M-71430 | AFX Assembly Suction 30 |  |  | Unknown | Unknown | Unknown | Call for Quote | Call for Quote
0M-71431 | AFX Assembly Suction 31 |  |  | Unknown | Unknown | Unknown | Call for Quote | Call for Quote
0M-71432 | AFX Assembly Suction 32 |  |  | Unknown | Unknown | Unknown | Call for Quote | Call for Quote
0M-71433 | ASSY SUCTION 33 |  |  | Unknown | Unknown | Unknown | Call for Quote | Call for Quote
0M-71434 | AFX Assembly Suction 34 |  |  | Unknown | Unknown | Unknown | Call for Quote | Call for Quote
0M-71435 | AFX Assembly Suction 35 |  |  | Unknown | Unknown | Unknown | Call for Quote | Call for Quote
0M-71436 | AFX Assembly Suction 36 |  |  | Unknown | Unknown | Unknown | Call for Quote | Call for Quote
0M-71437 | AFX Assembly Suction 37 |  |  | Unknown | Unknown | Unknown | Call for Quote | Call for Quote
0M-71438 | AFX Assembly Suction 38 |  |  | Unknown | Unknown | Unknown | Call for Quote | Call for Quote
0M-71439 | AFX Assembly Suction 39 |  |  | Unknown | Unknown | Unknown | Call for Quote | Call for Quote
0M-71440 | AFX Assembly Suction 40 |  |  | Unknown | Unknown | Unknown | Call for Quote | Call for Quote
0M-71441 | AFX Assembly Suction 41 |  |  | UNIFLAIR ROOM COOLING | Unknown | NetworkAIR AFX | Call for Quote | Call for Quote
0M-71442 | AFX Assembly Suction 42 |  |  | Unknown | Unknown | Unknown | Call for Quote | Call for Quote
0M-71443 | AFX Assembly Suction 43 |  |  | Unknown | Unknown | Unknown | Call for Quote | Call for Quote
0M-71444 | AFX Assembly Suction 44 |  |  | Unknown | Unknown | Unknown | Call for Quote | Call for Quote
0M-71445 | AFX Assembly Suction 45 |  |  | Unknown | Unknown | Unknown | Call for Quote | Call for Quote
0M-71446 | AFX Assembly Suction 46 |  |  | Unknown | Unknown | Unknown | Call for Quote | Call for Quote
0M-71447 | AFX Assembly Suction 47 |  |  | Unknown | Unknown | Unknown | Call for Quote | Call for Quote
0M-71448 | AFX Assembly Suction 48 |  |  | Unknown | Unknown | Unknown | Call for Quote | Call for Quote
0M-71449 | AFX Assembly Suction 49 |  |  | UNIFLAIR ROOM COOLING | Unknown | Unknown | Call for Quote | Call for Quote
0M-71450 | AFX Assembly Suction 50 |  |  | Unknown | Unknown | Unknown | Call for Quote | Call for Quote
0M-71451 | AFX Assembly Suction 51 |  |  | Unknown | Unknown | Unknown | Call for Quote | Call for Quote
0M-71452 | AFX Assembly Suction 52 |  |  | Unknown | Unknown | Unknown | Call for Quote | Call for Quote
0M-71454 | AFX Assembly Suction 54 |  |  | Unknown | Unknown | Unknown | Call for Quote | Call for Quote
0M-71455 | AFX Assembly Suction 55 |  |  | Unknown | Unknown | Unknown | Call for Quote | Call for Quote
0M-71456 | AFX Assembly Suction 56 |  |  | Unknown | Unknown | Unknown | Call for Quote | Call for Quote
0M-71458 | AFX Assembly Suction 58 |  |  | Unknown | Unknown | Unknown | Call for Quote | Call for Quote
0M-71459 | AFX Assembly Suction 59 |  |  | Unknown | Unknown | Unknown | Call for Quote | Call for Quote
0M-71460 | AFX Assembly Suction 60 |  |  | Unknown | Unknown | Unknown | Call for Quote | Call for Quote
0M-71461 | AFX Assembly Suction 61 |  |  | Unknown | Unknown | Unknown | Call for Quote | Call for Quote
0M-71462 | AFX Assembly Suction 62 |  |  | Unknown | Unknown | Unknown | Call for Quote | Call for Quote
0M-71463 | AFX Assembly Suction 63 |  |  | Unknown | Unknown | Unknown | Call for Quote | Call for Quote
0M-71464 | AFX Assembly Suction 64 |  |  | Unknown | Unknown | Unknown | Call for Quote | Call for Quote
0M-71466 | AFX Assembly Suction 66 |  |  | Unknown | Unknown | Unknown | Call for Quote | Call for Quote
0M-71467 | AFX Assembly Suction 67 |  |  | Unknown | Unknown | Unknown | Call for Quote | Call for Quote
0M-71468 | AFX Assembly Suction 68 |  |  | Unknown | Unknown | Unknown | Call for Quote | Call for Quote
0M-71469 | AFX Assembly Suction 69 |  |  | Unknown | Unknown | Unknown | Call for Quote | Call for Quote
0M-71470 | AFX Assembly Suction 70 |  |  | Unknown | Unknown | Unknown | Call for Quote | Call for Quote
0M-71476 | AFX Assembly Hot Gas 11 |  |  | Unknown | Unknown | Unknown | Call for Quote | Call for Quote
0M-71477 | AFX Assembly Hot Gas 12 |  |  | Unknown | Unknown | Unknown | Call for Quote | Call for Quote
0M-71478 | AFX Assembly Hot Gas 13 |  |  | Unknown | Unknown | Unknown | Call for Quote | Call for Quote
0M-71479 | AFX Assembly Hot Gas 14 |  |  | Unknown | Unknown | Unknown | Call for Quote | Call for Quote
0M-71480 | AFX Assembly Equalization Hot Gas 13 |  |  | Unknown | Unknown | Unknown | Call for Quote | Call for Quote
0M-71481 | AFX Assembly Equalization Hot Gas 14 |  |  | Unknown | Unknown | Unknown | Call for Quote | Call for Quote
0M-71482 | AFX Assembly Equalization Hot Gas 15 |  |  | Unknown | Unknown | Unknown | Call for Quote | Call for Quote
0M-71483 | AFX ASSEMBLY EQUALIZATION HOT GAS 16 |  |  | Unknown | Unknown | Unknown | Call for Quote | Call for Quote
0M-71484 | AFX Assembly Equalization Hot Gas 17 |  |  | Unknown | Unknown | Unknown | Call for Quote | Call for Quote
0M-71485 | AFX Assembly Equalization Hot Gas 18 |  |  | Unknown | Unknown | Unknown | Call for Quote | Call for Quote
0M-71486 | AFX Assembly Equalization Hot Gas 19 |  |  | Unknown | Unknown | Unknown | Call for Quote | Call for Quote
0M-71491 | AFX Assembly Water Out 21 |  |  | Unknown | Unknown | Unknown | Call for Quote | Call for Quote
0M-71492 | AFX Assembly Water Out 22 |  |  | Unknown | Unknown | Unknown | Call for Quote | Call for Quote
0M-71501 | ASSY SUCTION TO 1 |  |  | Unknown | Unknown | Unknown | Call for Quote | Call for Quote
0M-71501A | AFX Assembly Suction Top 1 |  |  | UNIFLAIR ROOM COOLING | Unknown | NetworkAIR AFX | Call for Quote | Call for Quote
0M-71502 | AFX Assembly Suction Top 2 |  |  | Unknown | Unknown | Unknown | Call for Quote | Call for Quote
0M-71503 | AFX Assembly Suction Top 3 |  |  | UNIFLAIR ROOM COOLING | Unknown | Unknown | Call for Quote | Call for Quote
0M-71504 | AFX Assembly Suction Top 4 |  |  | UNIFLAIR ROOM COOLING | Unknown | Unknown | Call for Quote | Call for Quote
0M-71505 | AFX Assembly Suction Top 5 |  |  | UNIFLAIR ROOM COOLING | Unknown | Unknown | Call for Quote | Call for Quote
0M-71506 | AFX Assembly Suction Top 6 |  |  | Unknown | Unknown | Unknown | Call for Quote | Call for Quote
0M-71507 | AFX Assembly Suction Top 7 |  |  | Unknown | Unknown | Unknown | Call for Quote | Call for Quote
0M-71508 | AFX Assembly Suction Top 8 |  |  | Unknown | Unknown | Unknown | Call for Quote | Call for Quote
0M-71521 | AFX Assembly Receiver in 1 |  |  | Unknown | Unknown | Unknown | Call for Quote | Call for Quote
0M-71521A | AFX ASSEMBLY RECEIVER IN 1 |  |  | UNIFLAIR ROOM COOLING | Unknown | NetworkAIR AFX | Call for Quote | Call for Quote
0M-71522 | AFX Assembly Receiver in 2 |  |  | Unknown | Unknown | Unknown | Call for Quote | Call for Quote
0M-71522A | AFX ASSEMBLY RECEIVER IN 2 |  |  | UNIFLAIR ROOM COOLING | Unknown | NetworkAIR AFX | Call for Quote | Call for Quote
0M-71523 | AFX Assembly Receiver in 3 |  |  | Unknown | Unknown | Unknown | Call for Quote | Call for Quote
0M-71523A | AFX ASSEMBLY RECEIVER IN 3 |  |  | UNIFLAIR ROOM COOLING | Unknown | Unknown | Call for Quote | Call for Quote
0M-71524 | AFX Assembly Receiver in 4 |  |  | Unknown | Unknown | Unknown | Call for Quote | Call for Quote
0M-71531 | AFX Assembly Filter in 1 |  |  | Unknown | Unknown | Unknown | Call for Quote | Call for Quote
0M-71531A | AFX ASSEMBLY FILTER IN 1 |  |  | UNIFLAIR ROOM COOLING | Unknown | NetworkAIR AFX | Call for Quote | Call for Quote
0M-71532 | AFX Assembly Filter in 2 |  |  | Unknown | Unknown | Unknown | Call for Quote | Call for Quote
0M-71532A | AFX Assembly Filter in 2 |  |  | UNIFLAIR ROOM COOLING | Unknown | NetworkAIR AFX | Call for Quote | Call for Quote
0M-71533A | AFX Assembly Filter in 3 |  |  | UNIFLAIR ROOM COOLING | Unknown | Unknown | Call for Quote | Call for Quote
0M-71534 | AFX Assembly Filter in 4 |  |  | Unknown | Unknown | Unknown | Call for Quote | Call for Quote
0M-71534A | AFX ASSEMBLY FILTER IN 4 |  |  | UNIFLAIR ROOM COOLING | Unknown | Unknown | Call for Quote | Call for Quote
0M-71541 | AFX Assembly Hot Gas 1 |  |  | UNIFLAIR ROOM COOLING | Unknown | Unknown | Call for Quote | Call for Quote
0M-71542 | AFX Assembly Hot Gas 2 |  |  | UNIFLAIR ROOM COOLING | Unknown | NetworkAIR AFX | Call for Quote | Call for Quote
0M-71543 | AFX Assembly Hot Gas 3 |  |  | Unknown | Unknown | Unknown | Call for Quote | Call for Quote
0M-71544 | AFX Assembly Hot Gas 4 |  |  | UNIFLAIR ROOM COOLING | Unknown | Unknown | Call for Quote | Call for Quote
0M-71545 | AFX Assembly Hot Gas 5 |  |  | UNIFLAIR ROOM COOLING | Unknown | Unknown | Call for Quote | Call for Quote
0M-71545A | AFX Assembly Hot Gas 5 |  |  | Unknown | Unknown | Unknown | Call for Quote | Call for Quote
0M-71546 | AFX Assembly Hot Gas 6 |  |  | UNIFLAIR ROOM COOLING | Unknown | Unknown | Call for Quote | Call for Quote
0M-71547 | AFX Assembly Hot Gas 7 |  |  | Unknown | Unknown | Unknown | Call for Quote | Call for Quote
0M-71548 | AFX Assembly Hot Gas 8 |  |  | UNIFLAIR ROOM COOLING | Unknown | Unknown | Call for Quote | Call for Quote
0M-71549 | AFX Assembly Hot Gas 9 |  |  | Unknown | Unknown | Unknown | Call for Quote | Call for Quote
0M-71550 | AFX Assembly Hot Gas 10 |  |  | Unknown | Unknown | Unknown | Call for Quote | Call for Quote
0M-71553 | S/A OPT MSTR 6A 25A CP |  |  | Unknown | Unknown | Unknown | Call for Quote | Call for Quote
0M-71557 | CW ELECTRIC REHEAT, 41-70KW, 230V, DOWN |  |  | Unknown | Unknown | Unknown | 1875 | 1593.75
0M-71558 | CW ELECTRIC REHEAT, 87-105KW, 230V, DOW |  |  | Unknown | Unknown | Unknown | 3035 | 2579.75
0M-71559 | CW ELECTRIC REHEAT, 123-140KW, 230V, DO |  |  | Unknown | Unknown | Unknown | 3035 | 2579.75
0M-71560 | CW ELECTRIC REHEAT, 175-210KW, 230V, DO |  |  | Unknown | Unknown | Unknown | 4205 | 3574.25
0M-71561 | CW ELECTRIC REHEAT, 41-70KW, 380V, DOWN |  |  | Unknown | Unknown | Unknown | 1875 | 1593.75
0M-71562 | CW ELECTRIC REHEAT, 123-140KW, 380V, DO |  |  | Unknown | Unknown | Unknown | 3035 | 2579.75
0M-71563 | CW ELECTRIC REHEAT, 87-105KW, 380V, DOW |  |  | Unknown | Unknown | Unknown | 3035 | 2579.75
0M-71564 | CW ELECTRIC REHEAT, 175-210KW, 380V, DO |  |  | Unknown | Unknown | Unknown | 4205 | 3574.25
0M-71565 | CW ELECTRIC REHEAT, 41-70KW, 460V, DOWN |  |  | Unknown | Unknown | Unknown | 1875 | 1593.75
0M-71566 | CW ELECTRIC REHEAT, 87-105KW, 460V, DOW |  |  | Unknown | Unknown | Unknown | 3035 | 2579.75
0M-71567 | CW ELECTRIC REHEAT, 123-140KW, 460V, DO |  |  | Unknown | Unknown | Unknown | 3035 | 2579.75
0M-71568 | CW ELECTRIC REHEAT, 175-210KW, 460V, DO |  |  | Unknown | Unknown | Unknown | 4205 | 3574.25
0M-71569 | CW ELECTRIC REHEAT, 41-70KW, 575V, DOWN |  |  | Unknown | Unknown | Unknown | 1875 | 1593.75
0M-71570 | CW ELECTRIC REHEAT, 87-105KW, 575V, DOW |  |  | Unknown | Unknown | Unknown | 3035 | 2579.75
0M-71571 | CW ELECTRIC REHEAT, 123-140KW, 575V, DO |  |  | Unknown | Unknown | Unknown | 3035 | 2579.75
0M-71572 | CW ELECTRIC REHEAT, 175-210KW, 575V, DO |  |  | Unknown | Unknown | Unknown | 4205 | 3574.25
0M-71573 | CW ELECTRIC REHEAT, 41-70KW, 230V, UPFL |  |  | Unknown | Unknown | Unknown | 1875 | 1593.75
0M-71574 | CW ELECTRIC REHEAT, 87-105KW, 230V, UPF |  |  | Unknown | Unknown | Unknown | 3035 | 2579.75
0M-71575 | CW ELECTRIC REHEAT, 123-140KW, 230V, UP |  |  | Unknown | Unknown | Unknown | 3035 | 2579.75
0M-71576 | CW ELECTRIC REHEAT 175-210KW, 230V, UPF |  |  | Unknown | Unknown | Unknown | 4205 | 3574.25
0M-71577 | CW ELECTRIC REHEAT, 41-70KW, 380V, UPFL |  |  | Unknown | Unknown | Unknown | 1875 | 1593.75
0M-71578 | CW ELECTRIC REHEAT, 87-105KW, 380V, UPF |  |  | Unknown | Unknown | Unknown | 3035 | 2579.75
0M-71579 | CW ELECTRIC REHEAT, 123-140KW, 380V, UP |  |  | Unknown | Unknown | Unknown | 3035 | 2579.75
0M-71580 | CW ELECTRIC REHEAT, 175-210KW, 380V, UP |  |  | Unknown | Unknown | Unknown | 4205 | 3574.25
0M-71581 | CW ELECTRIC REHEAT, 41-70KW, 460V, UPFL |  |  | Unknown | Unknown | Unknown | 1875 | 1593.75
0M-71582 | CW ELECTRIC REHEAT, 87-105KW, 460V, UPF |  |  | Unknown | Unknown | Unknown | 3035 | 2579.75
0M-71583 | CW ELECTRIC REHEAT, 123-140KW, 460V, UP |  |  | Unknown | Unknown | Unknown | 3035 | 2579.75
0M-71584 | CW ELECTRIC REHEAT, 175-210KW, 460V, UP |  |  | Unknown | Unknown | Unknown | 4205 | 3574.25
0M-71585 | CW ELECTRIC REHEAT, 41-70KW, 575V, UPFL |  |  | Unknown | Unknown | Unknown | 1875 | 1593.75
0M-71586 | CW ELECTRIC REHEAT, 87-105KW, 575V, UPF |  |  | Unknown | Unknown | Unknown | 3035 | 2579.75
0M-71587 | CW ELECTRIC REHEAT, 123-140KW, 575V, UP |  |  | Unknown | Unknown | Unknown | 3035 | 2579.75
0M-71588 | CW ELECTRIC REHEAT, 175-210KW, 575V, UP |  |  | Unknown | Unknown | Unknown | 4205 | 3574.25
0M-71589 | CW HOT WATER REHEAT, 41-70KW, 2-WAY MOD |  |  | Unknown | Unknown | Unknown | 3740 | 3179
0M-71590 | CW HOT WATER REHEAT, 87-105KW, 2-WAY MO |  |  | Unknown | Unknown | Unknown | 4095 | 3480.75
0M-71591 | CW HOT WATER REHEAT, 123-140KW, 2-WAY M |  |  | Unknown | Unknown | Unknown | 4095 | 3480.75
0M-71592 | CW HOT WATER REHEAT, 175-210KW, 2-WAY M |  |  | Unknown | Unknown | Unknown | 4450 | 3782.5
0M-71593 | CW HOT WATER REHEAT, 41-70KW, 2-WAY ON/ |  |  | Unknown | Unknown | Unknown | 3495 | 2970.75
0M-71595 | CW HOT WATER REHEAT, 87-105KW, 2-WAY ON |  |  | Unknown | Unknown | Unknown | 3850 | 3272.5
0M-71596 | CW HOT WATER REHEAT, 123-140KW, 2-WAY O |  |  | Unknown | Unknown | Unknown | 3850 | 3272.5
0M-71597 | CW HOT WATER REHEAT, 175-210KW, 2-WAY O |  |  | Unknown | Unknown | Unknown | 4205 | 3574.25
0M-71598 | CW HOT WATER REHEAT, 41-70KW, 3-WAY MOD |  |  | Unknown | Unknown | Unknown | 3895 | 3310.75
0M-71599 | CW HOT WATER REHEAT, 87-105KW, 3-WAY MO |  |  | Unknown | Unknown | Unknown | 4260 | 3621
0M-71600 | CW HOT WATER REHEAT, 123-140KW, 3-WAY M |  |  | Unknown | Unknown | Unknown | 4260 | 3621
0M-71602 | AFX Assembly Liquid 2 |  |  | Unknown | Unknown | Unknown | Call for Quote | Call for Quote
0M-71603 | AFX Assembly Liquid 3 |  |  | UNIFLAIR ROOM COOLING | Unknown | NetworkAIR AFX | Call for Quote | Call for Quote
0M-71604 | AFX Assembly Liquid 4 |  |  | UNIFLAIR ROOM COOLING | Unknown | NetworkAIR AFX | Call for Quote | Call for Quote
0M-71605 | AFX Assembly Liquid 5 |  |  | Unknown | Unknown | Unknown | Call for Quote | Call for Quote
0M-71606 | AFX Assembly Liquid 6 |  |  | Unknown | Unknown | Unknown | Call for Quote | Call for Quote
0M-71607 | AFX Assembly Liquid 7 |  |  | Unknown | Unknown | Unknown | Call for Quote | Call for Quote
0M-71608 | AFX Assembly Liquid 8 |  |  | Unknown | Unknown | Unknown | Call for Quote | Call for Quote
0M-71612 | AFX Assembly Liquid 12 |  |  | UNIFLAIR ROOM COOLING | Unknown | NetworkAIR AFX | Call for Quote | Call for Quote
0M-71613 | AFX ASSEMBLY LIQUID 13 |  |  | UNIFLAIR ROOM COOLING | Unknown | Unknown | Call for Quote | Call for Quote
0M-71614 | AFX Assembly Liquid 14 |  |  | UNIFLAIR ROOM COOLING | Unknown | Unknown | Call for Quote | Call for Quote
0M-71615 | AFX ASSEMBLY LIQUID 15 |  |  | Unknown | Unknown | Unknown | Call for Quote | Call for Quote
0M-71615A | AFX ASSEMBLY LIQUID 15 |  |  | FSB SPARES | Unknown | Unknown | Call for Quote | Call for Quote
0M-71616 | AFX Assembly Liquid 16 |  |  | UNIFLAIR ROOM COOLING | Unknown | Unknown | Call for Quote | Call for Quote
0M-71617 | AFX Assembly Liquid 17 |  |  | Unknown | Unknown | Unknown | Call for Quote | Call for Quote
0M-71618 | AFX Assembly Liquid 18 |  |  | Unknown | Unknown | Unknown | Call for Quote | Call for Quote
0M-71619 | AFX Assembly Liquid 19 |  |  | Unknown | Unknown | Unknown | Call for Quote | Call for Quote
0M-71620 | AFX Assembly Liquid 20 |  |  | Unknown | Unknown | Unknown | Call for Quote | Call for Quote
0M-71621 | AFX ASSEMBLY LIQUID LOWER 1 |  |  | UNIFLAIR ROOM COOLING | Unknown | NetworkAIR AFX | Call for Quote | Call for Quote
0M-71622 | AFX Assembly Liquid Lower 2 |  |  | UNIFLAIR ROOM COOLING | Unknown | Unknown | Call for Quote | Call for Quote
0M-71636 | CW STEAM REHEAT, 41-70KW, 2-WAY ON/OFF |  |  | Unknown | Unknown | Unknown | 3495 | 2970.75
0M-71637 | CW STEAM REHEAT, 87-105KW, 2-WAY ON/OFF |  |  | Unknown | Unknown | Unknown | 3850 | 3272.5
0M-71639 | CW STEAM REHEAT, 123-140KW, 2-WAY ON/OF |  |  | Unknown | Unknown | Unknown | 3850 | 3272.5
0M-71640 | CW STEAM REHEAT, 175-210KW, 2-WAY ON/OF |  |  | Unknown | Unknown | Unknown | 4205 | 3574.25
0M-71662 | AFX Assembly Water in Lower 9 |  |  | UNIFLAIR ROOM COOLING | Unknown | Unknown | Call for Quote | Call for Quote
0M-71668A | AFX Assembly Water in Lower 15 |  |  | Unknown | Unknown | Unknown | Call for Quote | Call for Quote
0M-71701 | AFX Assembly Reheat Expansion 1 |  |  | Unknown | Unknown | Unknown | Call for Quote | Call for Quote
0M-71702 | AFX Assembly Reheat Expansion 2 |  |  | Unknown | Unknown | Unknown | Call for Quote | Call for Quote
0M-71703 | AFX Assembly Reheat Expansion 3 |  |  | Unknown | Unknown | Unknown | Call for Quote | Call for Quote
0M-71704 | AFX Assembly Reheat Expansion 4 |  |  | Unknown | Unknown | Unknown | Call for Quote | Call for Quote
0M-71705 | AFX Assembly Reheat Expansion 5 |  |  | Unknown | Unknown | Unknown | Call for Quote | Call for Quote
0M-71706 | AFX Assembly Reheat Expansion 6 |  |  | Unknown | Unknown | Unknown | Call for Quote | Call for Quote
0M-71707 | AFX Assembly Reheat Expansion 7 |  |  | Unknown | Unknown | Unknown | Call for Quote | Call for Quote
0M-71708 | AFX Assembly Reheat Expansion 8 |  |  | Unknown | Unknown | Unknown | Call for Quote | Call for Quote
0M-71709 | AFX Assembly Reheat Expansion 9 |  |  | Unknown | Unknown | Unknown | Call for Quote | Call for Quote
0M-71710 | AFX Assembly Reheat Expansion 10 |  |  | Unknown | Unknown | Unknown | Call for Quote | Call for Quote
0M-71711 | AFX Assembly Reheat Expansion 11 |  |  | Unknown | Unknown | Unknown | Call for Quote | Call for Quote
0M-71712 | AFX Assembly Reheat Expansion 12 |  |  | Unknown | Unknown | Unknown | Call for Quote | Call for Quote
0M-71713 | AFX Assembly Reheat Expansion 13 |  |  | Unknown | Unknown | Unknown | Call for Quote | Call for Quote
0M-71714 | AFX Assembly Reheat Expansion 14 |  |  | Unknown | Unknown | Unknown | Call for Quote | Call for Quote
0M-71725 | AFX Assembly Humidifier Feed 5 |  |  | Unknown | Unknown | Unknown | Call for Quote | Call for Quote
0M-71726 | AFX Assembly Humidifier Feed 6 |  |  | Unknown | Unknown | Unknown | Call for Quote | Call for Quote
0M-71731 | AFX Assembly Drain 1 |  |  | Unknown | Unknown | Unknown | Call for Quote | Call for Quote
0M-71732 | AFX Assembly Drain 2 |  |  | UNIFLAIR ROOM COOLING | Unknown | NetworkAIR AFX | Call for Quote | Call for Quote
0M-71733 | AFX Assembly Drain 3 |  |  | UNIFLAIR ROOM COOLING | Unknown | NetworkAIR AFX | Call for Quote | Call for Quote
0M-71734 | AFX Assembly Drain 4 |  |  | Unknown | Unknown | Unknown | Call for Quote | Call for Quote
0M-71736 | AFX Assembly Drain 6 |  |  | UNIFLAIR ROOM COOLING | Unknown | Unknown | Call for Quote | Call for Quote
0M-71741 | AFX ASSEMBLY DRAIN TOP 1 |  |  | UNIFLAIR ROOM COOLING | Unknown | NetworkAIR AFX | Call for Quote | Call for Quote
0M-71756 | ASSY PNL CM50-65 DX ELEC BOX |  |  | Unknown | Unknown | Unknown | Call for Quote | Call for Quote
0M-71801 | AFX Assembly Water in 1 |  |  | UNIFLAIR ROOM COOLING | Unknown | Unknown | Call for Quote | Call for Quote
0M-71803 | AFX ASSEMBLY WATER IN 3 |  |  | UNIFLAIR ROOM COOLING | Unknown | Unknown | Call for Quote | Call for Quote
0M-71805 | ASSY WATER IN 5 |  |  | Unknown | Unknown | Unknown | Call for Quote | Call for Quote
0M-71805A | AFX Assembly Water in 5 |  |  | Unknown | Unknown | Unknown | Call for Quote | Call for Quote
0M-71806 | AFX Assembly Water in 6 |  |  | Unknown | Unknown | Unknown | Call for Quote | Call for Quote
0M-71807 | AFX Assembly Water in 7 |  |  | Unknown | Unknown | Unknown | Call for Quote | Call for Quote
0M-71808 | AFX Assembly Water in 8 |  |  | Unknown | Unknown | Unknown | Call for Quote | Call for Quote
0M-71811 | AFX Assembly Water in 11 |  |  | UNIFLAIR ROOM COOLING | Unknown | Unknown | Call for Quote | Call for Quote
0M-71813 | AFX Assembly Water in 13 |  |  | Unknown | Unknown | Unknown | Call for Quote | Call for Quote
0M-71814 | AFX Assembly Water in 14 |  |  | Unknown | Unknown | Unknown | Call for Quote | Call for Quote
0M-71815 | AFX Assembly Water in 15 |  |  | Unknown | Unknown | Unknown | Call for Quote | Call for Quote
0M-71816 | AFX Assembly Water in 16 |  |  | Unknown | Unknown | Unknown | Call for Quote | Call for Quote
0M-71817 | ASSY WATER IN 17 |  |  | Unknown | Unknown | Unknown | Call for Quote | Call for Quote
0M-71817A | AFX Assembly Water in 17 |  |  | UNIFLAIR ROOM COOLING | Unknown | Unknown | Call for Quote | Call for Quote
0M-71821 | AFX Assembly Water in Lower 1 |  |  | UNIFLAIR ROOM COOLING | Unknown | Unknown | Call for Quote | Call for Quote
0M-71825 | AFX Assembly Water in Lower 5 |  |  | Unknown | Unknown | Unknown | Call for Quote | Call for Quote
0M-71826 | AFX Assembly Water in Lower 6 |  |  | Unknown | Unknown | Unknown | Call for Quote | Call for Quote
0M-71831 | AFX Assembly Water Bypass 1 |  |  | Unknown | Unknown | Unknown | Call for Quote | Call for Quote
0M-71835 | AFX Assembly Water Bypass 5 |  |  | Unknown | Unknown | Unknown | Call for Quote | Call for Quote
0M-71836 | AFX Assembly Water Bypass 6 |  |  | Unknown | Unknown | Unknown | Call for Quote | Call for Quote
0M-71837 | ASSY WATER BYPASS 7 |  |  | Unknown | Unknown | Unknown | Call for Quote | Call for Quote
0M-71837A | AFX Assembly Water Bypass 7 |  |  | Unknown | Unknown | Unknown | Call for Quote | Call for Quote
0M-71838 | AFX Assembly Water Bypass 8 |  |  | Unknown | Unknown | Unknown | Call for Quote | Call for Quote
0M-71839 | AFX Assembly Water Bypass 9 |  |  | Unknown | Unknown | Unknown | Call for Quote | Call for Quote
0M-71840 | AFX Assembly Water Bypass 10 |  |  | Unknown | Unknown | Unknown | Call for Quote | Call for Quote
0M-71857 | ASSY WATER OUT 7 |  |  | Unknown | Unknown | Unknown | Call for Quote | Call for Quote
0M-71857A | AFX Assembly Water Out 7 |  |  | Unknown | Unknown | Unknown | Call for Quote | Call for Quote
0M-71858 | ASSY WATER OUT 8 |  |  | Unknown | Unknown | Unknown | Call for Quote | Call for Quote
0M-71858A | AFX Assembly Water Out 8 |  |  | Unknown | Unknown | Unknown | Call for Quote | Call for Quote
0M-71859 | AFX Assembly Water Out 9 |  |  | Unknown | Unknown | Unknown | Call for Quote | Call for Quote
0M-71860 | AFX ASSEMBLY WATER OUT 10 |  |  | Unknown | Unknown | Unknown | Call for Quote | Call for Quote
0M-71861 | AFX Assembly Water Out 11 |  |  | Unknown | Unknown | Unknown | Call for Quote | Call for Quote
0M-71862 | AFX Assembly Water Out 12 |  |  | Unknown | Unknown | Unknown | Call for Quote | Call for Quote
0M-71864 | ASSY WATER OUT 14 |  |  | Unknown | Unknown | Unknown | Call for Quote | Call for Quote
0M-71869 | S/A CMP 230V3PH ZR125 |  |  | Unknown | Unknown | Unknown | Call for Quote | Call for Quote
0M-71870 | S/A UF BAY 3 HTR 230/3 77 |  |  | Unknown | Unknown | Unknown | Call for Quote | Call for Quote
0M-71871 | S/A UF HUM20LB/208/230V3PH |  |  | Unknown | Unknown | Unknown | Call for Quote | Call for Quote
0M-71873 | S/A OPTIONS MASTER CNTRL 320A2 |  |  | Unknown | Unknown | Unknown | Call for Quote | Call for Quote
0M-71874 | S/A UF SINGLE BAY AFX WIRING |  |  | Unknown | Unknown | Unknown | Call for Quote | Call for Quote
0M-71887 | AFX FSC Common Parts, 34-70KW |  |  | Unknown | Unknown | Unknown | Call for Quote | Call for Quote
0M-71907B | ASSY,FLC 1CIRC (RCVR & VLVS) |  |  | Unknown | Unknown | Unknown | Call for Quote | Call for Quote
0M-72016 | RETRO,DG5.0 FROM DG1,2,3,3.2,4 |  |  | Unknown | Unknown | Unknown | Call for Quote | Call for Quote
0M-72017 | FLTR,GRL PKG |  |  | Unknown | Unknown | Unknown | Call for Quote | Call for Quote
0M-72033 | PPKG,DUAL 2HP 460/3/60 PWRD |  |  | Unknown | Unknown | Unknown | Call for Quote | Call for Quote
0M-72036 | PPKG,SGL 3/4HP 208-230/3/60 |  |  | Unknown | Unknown | Unknown | 1385 | 1177.25
0M-72039 | PPKG,DUAL 3HP 460/3/60 |  |  | Unknown | Unknown | Unknown | 5205 | 4424.25
0M-72072D | PLNM,DISCH 23.5 W/GRLL ON FRNT |  |  | Unknown | Unknown | Unknown | 1140 | 969
0M-72075A | PLNM,DISCH 23.5 W/GRLL 3SIDES |  |  | Unknown | Unknown | Unknown | 1140 | 969
0M-72076E | "PLNM,DISCH 23.5"W/GRLL 3SIDES" |  |  | Unknown | Unknown | Unknown | 1660 | 1411
0M-72076E-04 | PLNM DISCH W/FRT RR & SIDE GRLLS |  |  | Unknown | Unknown | Unknown | 1660 | 1411
0M-72080B | "PLNM,DISCH 24"W/GRLLS STD" |  |  | Unknown | Unknown | Unknown | 1365 | 1160.25
0M-72080B-003 | PLNM DISCH W2 FRT 2 SIDE 2 RR GRLLS |  |  | Unknown | Unknown | Unknown | 1365 | 1160.25
0M-72508 | AFX Brazed Plate Heat Exchanger - WP5-40 |  |  | Unknown | Unknown | Unknown | Call for Quote | Call for Quote
0M-72509 | AFX Brazed Plate Heat Exchanger - WP5-50 |  |  | Unknown | Unknown | Unknown | Call for Quote | Call for Quote
0M-72510 | AFX Brazed Plate Heat Exchanger - WP5-90 |  |  | Unknown | Unknown | Unknown | Call for Quote | Call for Quote
0M-72512 | AFX Brazed Plate Heat Exchanger - WP5-80 |  |  | Unknown | Unknown | Unknown | Call for Quote | Call for Quote
0M-72541 | AFX Assembly Liquid 21 |  |  | Unknown | Unknown | Unknown | Call for Quote | Call for Quote
0M-72542 | AFX Assembly Liquid 22 |  |  | Unknown | Unknown | Unknown | Call for Quote | Call for Quote
0M-72543 | AFX Assembly Liquid 23 |  |  | Unknown | Unknown | Unknown | Call for Quote | Call for Quote
0M-72544 | AFX Assembly Liquid 24 |  |  | Unknown | Unknown | Unknown | Call for Quote | Call for Quote
0M-72545 | AFX Assembly Liquid 25 |  |  | Unknown | Unknown | Unknown | Call for Quote | Call for Quote
0M-72546 | AFX Assembly Liquid 26 |  |  | Unknown | Unknown | Unknown | Call for Quote | Call for Quote
0M-74451 | KIT PANEL DWN FLOW EXP GREY FM-SERIES |  |  | Unknown | Unknown | Unknown | Call for Quote | Call for Quote
0M-74455 | KIT PANEL UP FLOW MAIN GREY FM-SERIES |  |  | Unknown | Unknown | Unknown | Call for Quote | Call for Quote
0M-74465 | KIT PANEL UP FLOW EXPANSION GREY FM-SERI |  |  | Unknown | Unknown | Unknown | Call for Quote | Call for Quote
0M-74668 | S/A 4ROW COIL CW PIPING D/F |  |  | Unknown | Unknown | Unknown | Call for Quote | Call for Quote
0M-74985 | S/A FM CW PIPING UP FLOW TOP DISCGE 1-1/ |  |  | Unknown | Unknown | Unknown | 2485 | 2112.25
0M-74986 | S/A FM CW PIPING UP FLOW TOP DISCHARGE 2 |  |  | Unknown | Unknown | Unknown | 2485 | 2112.25
0M-77684 | 0M-ALCA1077X1P L GROUP 3 (13 AE 02 AL) |  |  | Unknown | Unknown | Unknown | Call for Quote | Call for Quote
0M-77685 | 0M-ALCA1078X1P L GROUP 1 (13 AE) |  |  | Unknown | Unknown | Unknown | Call for Quote | Call for Quote
0M-77686 | 0M-ALCA1078X1P L GROUP 3 (13 AE 02 AL) |  |  | Unknown | Unknown | Unknown | Call for Quote | Call for Quote
0M-77687 | 0M-ALCA1079X1P L GROUP 1 (13 AE) |  |  | Unknown | Unknown | Unknown | Call for Quote | Call for Quote
0M-77688 | 0M-ALCA1079X1P L GROUP 3 (13 AE 02 AL) |  |  | Unknown | Unknown | Unknown | Call for Quote | Call for Quote
0M-77689 | 0M-ALCA1080X1P L GROUP 1 (13 AE) |  |  | Unknown | Unknown | Unknown | Call for Quote | Call for Quote
0M-77690 | 0M-ALCA1080X1P L GROUP 3 (13 AE 02 AL) |  |  | Unknown | Unknown | Unknown | Call for Quote | Call for Quote
0M-77691 | 0M-ALCA1081X1P L GROUP 1 (13 AE) |  |  | Unknown | Unknown | Unknown | Call for Quote | Call for Quote
0M-77692 | 0M-ALCA1081X1P L GROUP 3 (13 AE 02 AL) |  |  | Unknown | Unknown | Unknown | Call for Quote | Call for Quote
0M-77693 | 0M-ALCA1082X1P L GROUP 1 (13 AE) |  |  | Unknown | Unknown | Unknown | Call for Quote | Call for Quote
0M-77694 | 0M-ALCA1082X1P L GROUP 3 (13 AE 02 AL) |  |  | Unknown | Unknown | Unknown | Call for Quote | Call for Quote
0M-77695 | 0M-ALCA1083X1P L GROUP 1 (13 AE) |  |  | Unknown | Unknown | Unknown | Call for Quote | Call for Quote
0M-77696 | 0M-ALCA1083X1P L GROUP 3 (13 AE 02 AL) |  |  | Unknown | Unknown | Unknown | Call for Quote | Call for Quote
0M-77697 | 0M-ALCA1084X1P L GROUP 1 (13 AE) |  |  | Unknown | Unknown | Unknown | Call for Quote | Call for Quote
0M-77698 | 0M-ALCA1084X1P L GROUP 3 (13 AE 02 AL) |  |  | Unknown | Unknown | Unknown | Call for Quote | Call for Quote
0M-77699 | 0M-ALCA1085X1P L GROUP 1 (13 AE) |  |  | Unknown | Unknown | Unknown | Call for Quote | Call for Quote
0M-77700 | 0M-ALCA1085X1P L GROUP 3 (13 AE 02 AL) |  |  | Unknown | Unknown | Unknown | Call for Quote | Call for Quote
0M-77703 | 0M-ALCA1087X1P L GROUP 1 (13 AE) |  |  | Unknown | Unknown | Unknown | Call for Quote | Call for Quote
0M-77704 | 0M-ALCA1087X1P L GROUP 3 (13 AE 02 AL) |  |  | Unknown | Unknown | Unknown | Call for Quote | Call for Quote
0M-77705 | 0M-ALCA1088X1P L GROUP 1 (13 AE) |  |  | Unknown | Unknown | Unknown | Call for Quote | Call for Quote
0M-77706 | 0M-ALCA1088X1P L GROUP 3 (13 AE 02 AL) |  |  | Unknown | Unknown | Unknown | Call for Quote | Call for Quote
0M-77707 | 0M-ALCA1090X1P L GROUP 1 (13 AE) |  |  | Unknown | Unknown | Unknown | Call for Quote | Call for Quote
0M-77708 | 0M-ALCA1090X1P L GROUP 3 (13 AE 02 AL) |  |  | Unknown | Unknown | Unknown | Call for Quote | Call for Quote
0M-77711 | 0M-ALCA1092X1P L GROUP 1 (13 AE) |  |  | Unknown | Unknown | Unknown | Call for Quote | Call for Quote
0M-77712 | 0M-ALCA1092X1P L GROUP 3 (13 AE 02 AL) |  |  | Unknown | Unknown | Unknown | Call for Quote | Call for Quote
0M-77713 | 0M-ALCA1093X1P L GROUP 1 (13 AE) |  |  | Unknown | Unknown | Unknown | Call for Quote | Call for Quote
0M-77714 | 0M-ALCA1093X1P L GROUP 3 (13 AE 02 AL) |  |  | Unknown | Unknown | Unknown | Call for Quote | Call for Quote
0M-77715 | 0M-ALCA1094X1P L GROUP 1 (13 AE) |  |  | Unknown | Unknown | Unknown | Call for Quote | Call for Quote
0M-77716 | 0M-ALCA1094X1P L GROUP 3 (13 AE 02 AL) |  |  | Unknown | Unknown | Unknown | Call for Quote | Call for Quote
0M-77717 | 0M-ALCA1095X1P L GROUP 1 (13 AE) |  |  | Unknown | Unknown | Unknown | Call for Quote | Call for Quote
0M-77718 | 0M-ALCA1095X1P L GROUP 3 (13 AE 02 AL) |  |  | Unknown | Unknown | Unknown | Call for Quote | Call for Quote
0M-77719 | 0M-ALCA1202X1P L GROUP 3 (13 AG 02 AL) |  |  | Unknown | Unknown | Unknown | Call for Quote | Call for Quote
0M-77720 | 0M-ALCA1240X1P L GROUP 3 (13 AI 02 AL) |  |  | Unknown | Unknown | Unknown | Call for Quote | Call for Quote
0M-77721 | 0M-ALCA1203X1P L GROUP 1 (13 AG) |  |  | Unknown | Unknown | Unknown | 232 | 197.2
0M-77722 | 0M-ALCA1203X1P L GROUP 3 (13 AG 02 AG) |  |  | Unknown | Unknown | Unknown | Call for Quote | Call for Quote
0M-77723 | 0M-ALCA1241X1P L GROUP 1 (13 AI) |  |  | Unknown | Unknown | Unknown | 223 | 189.55
0M-77724 | 0M-ALCA1241X1P L GROUP 3 (13 AI 02 AI) |  |  | Unknown | Unknown | Unknown | Call for Quote | Call for Quote
0M-77725 | 0M-ALCA1204X1P L GROUP 1 (13 AG) |  |  | Unknown | Unknown | Unknown | 223 | 189.55
0M-77726 | 0M-ALCA1204X1P L GROUP 3 (13 AG 02 AG) |  |  | Unknown | Unknown | Unknown | Call for Quote | Call for Quote
0M-77727 | 0M-ALCA1242X1P L GROUP 1 (13 AI) |  |  | Unknown | Unknown | Unknown | 232 | 197.2
0M-77728 | 0M-ALCA1242X1P L GROUP 3 (13 AI 02 AI) |  |  | Unknown | Unknown | Unknown | Call for Quote | Call for Quote
0M-77729 | 0M-ALCA1205X1P L GROUP 1 (13 AG) |  |  | Unknown | Unknown | Unknown | 223 | 189.55
0M-77730 | 0M-ALCA1205X1P L GROUP 3 (13 AG 02 AG) |  |  | Unknown | Unknown | Unknown | Call for Quote | Call for Quote
0M-77731 | 0M-ALCA1243X1P L GROUP 1 (13 AI) |  |  | Unknown | Unknown | Unknown | 232 | 197.2
0M-77732 | 0M-ALCA1243X1P L GROUP 3 (13 AI 02 AI) |  |  | Unknown | Unknown | Unknown | Call for Quote | Call for Quote
0M-77733 | 0M-ALCA1206X1P L GROUP 1 (13 AG) |  |  | Unknown | Unknown | Unknown | 223 | 189.55
0M-77734 | 0M-ALCA1206X1P L GROUP 3 (13 AG 02 AG) |  |  | Unknown | Unknown | Unknown | Call for Quote | Call for Quote
0M-77735 | 0M-ALCA1244X1P L GROUP 1 (13 AI) |  |  | Unknown | Unknown | Unknown | 5925 | 5036.25
0M-77736 | 0M-ALCA1244X1P L GROUP 3 (13 AI 02 AI) |  |  | Unknown | Unknown | Unknown | Call for Quote | Call for Quote
0M-77737 | 0M-ALCA1207X1P L GROUP 1 (13 AG) |  |  | Unknown | Unknown | Unknown | 223 | 189.55
0M-77738 | 0M-ALCA1207X1P L GROUP 3 (13 AG 02 AG) |  |  | Unknown | Unknown | Unknown | Call for Quote | Call for Quote
0M-77739 | 0M-ALCA1245X1P L GROUP 1 (13 AI) |  |  | Unknown | Unknown | Unknown | 223 | 189.55
0M-77740 | 0M-ALCA1245X1P L GROUP 3 (13 AI 02 AI) |  |  | Unknown | Unknown | Unknown | Call for Quote | Call for Quote
0M-77741 | 0M-ALCA1208X1P L GROUP 1 (13 AG) |  |  | Unknown | Unknown | Unknown | 223 | 189.55
0M-77742 | 0M-ALCA1208X1P L GROUP 3 (13 AG 02 AG) |  |  | Unknown | Unknown | Unknown | Call for Quote | Call for Quote
0M-77743 | 0M-ALCA1246X1P L GROUP 1 (13 AI) |  |  | Unknown | Unknown | Unknown | 223 | 189.55
0M-77744 | 0M-ALCA1246X1P L GROUP 3 (13 AI 02 AI) |  |  | Unknown | Unknown | Unknown | Call for Quote | Call for Quote
0M-77745 | 0M-ALCA1209X1P L GROUP 1 (13 AG) |  |  | Unknown | Unknown | Unknown | 223 | 189.55
0M-77746 | 0M-ALCA1209X1P L GROUP 3 (13 AG 02 AG) |  |  | Unknown | Unknown | Unknown | Call for Quote | Call for Quote
0M-77747 | 0M-ALCA1247X1P L GROUP 1 (13 AI) |  |  | Unknown | Unknown | Unknown | 223 | 189.55
0M-77748 | 0M-ALCA1247X1P L GROUP 3 (13 AI 02 AI) |  |  | Unknown | Unknown | Unknown | Call for Quote | Call for Quote
0M-77749 | 0M-ALCA1210X1P L GROUP 1 (13 AG) |  |  | Unknown | Unknown | Unknown | 223 | 189.55
0M-77750 | 0M-ALCA1210X1P L GROUP 3 (13 AG 02 AG) |  |  | Unknown | Unknown | Unknown | Call for Quote | Call for Quote
0M-77751 | 0M-ALCA1248X1P L GROUP 1 (13 AI) |  |  | Unknown | Unknown | Unknown | 223 | 189.55
0M-77752 | 0M-ALCA1248X1P L GROUP 3 (13 AI 02 AI) |  |  | Unknown | Unknown | Unknown | Call for Quote | Call for Quote
0M-77757 | 0M-ALCA1212X1P L GROUP 1 (13 AG) |  |  | Unknown | Unknown | Unknown | 223 | 189.55
0M-77758 | 0M-ALCA1212X1P L GROUP 3 (13 AG 02 AG) |  |  | Unknown | Unknown | Unknown | Call for Quote | Call for Quote
0M-77759 | 0M-ALCA1250X1P L GROUP 1 (13 AI) |  |  | Unknown | Unknown | Unknown | 223 | 189.55
0M-77760 | 0M-ALCA1250X1P L GROUP 3 (13 AI 02 AI) |  |  | Unknown | Unknown | Unknown | Call for Quote | Call for Quote
0M-77761 | 0M-ALCA1213X1P L GROUP 1 (13 AG) |  |  | Unknown | Unknown | Unknown | 223 | 189.55
0M-77762 | 0M-ALCA1213X1P L GROUP 3 (13 AG 02 AG) |  |  | Unknown | Unknown | Unknown | Call for Quote | Call for Quote
0M-77763 | 0M-ALCA1251X1P L GROUP 1 (13 AI) |  |  | Unknown | Unknown | Unknown | 223 | 189.55
0M-77764 | 0M-ALCA1251X1P L GROUP 3 (13 AI 02 AI) |  |  | Unknown | Unknown | Unknown | Call for Quote | Call for Quote
0M-77765 | 0M-ALCA1214X1P L GROUP1 (13 AG) |  |  | Unknown | Unknown | Unknown | 223 | 189.55
0M-77766 | 0M-ALCA1214X1P L GROUP3 (13 AG 02 AL) |  |  | Unknown | Unknown | Unknown | Call for Quote | Call for Quote
0M-77767 | 0M-ALCA1252X1P L GROUP1 (13 AI) |  |  | Unknown | Unknown | Unknown | 223 | 189.55
0M-77768 | 0M-ALCA1252X1P L GROUP3 (13 AI 02 AL) |  |  | Unknown | Unknown | Unknown | Call for Quote | Call for Quote
0M-77769 | 0M-ALCA1215X1P L GROUP1 (13 AG) |  |  | Unknown | Unknown | Unknown | 223 | 189.55
0M-77770 | 0M-ALCA1215X1P L GROUP3 (13 AG 02 AL) |  |  | Unknown | Unknown | Unknown | Call for Quote | Call for Quote
0M-77771 | 0M-ALCA1253X1P L GROUP1 (13 AI) |  |  | Unknown | Unknown | Unknown | 223 | 189.55
0M-77772 | 0M-ALCA1253X1P L GROUP3 (13 AI 02 AL) |  |  | Unknown | Unknown | Unknown | Call for Quote | Call for Quote
0M-77777 | 0M-ALCA1217X1P L GROUP1 (13 AG) |  |  | Unknown | Unknown | Unknown | 223 | 189.55
0M-77778 | 0M-ALCA1217X1P L GROUP3 (13 AG 02 AL) |  |  | Unknown | Unknown | Unknown | Call for Quote | Call for Quote
0M-77779 | 0M-ALCA1255X1P L GROUP1 (13 AI) |  |  | Unknown | Unknown | Unknown | 223 | 189.55
0M-77780 | 0M-ALCA1255X1P L GROUP3 (13 AI 02 AL) |  |  | Unknown | Unknown | Unknown | Call for Quote | Call for Quote
0M-77781 | 0M-ALCA1218X1P L GROUP1 (13 AG) |  |  | Unknown | Unknown | Unknown | 223 | 189.55
0M-77782 | 0M-ALCA1218X1P L GROUP3 (13 AG 02 AL) |  |  | Unknown | Unknown | Unknown | Call for Quote | Call for Quote
0M-77783 | 0M-ALCA1256X1P L GROUP1 (13 AI) |  |  | Unknown | Unknown | Unknown | 223 | 189.55
0M-77784 | 0M-ALCA1256X1P L GROUP3 (13 AI 02 AL) |  |  | Unknown | Unknown | Unknown | Call for Quote | Call for Quote
0M-77785 | 0M-ALCA1219X1P L GROUP1 (13 AG) |  |  | Unknown | Unknown | Unknown | 223 | 189.55
0M-77786 | 0M-ALCA1219X1P L GROUP3 (13 AG 02 AL) |  |  | Unknown | Unknown | Unknown | Call for Quote | Call for Quote
0M-77787 | 0M-ALCA1257X1P L GROUP1 (13 AI) |  |  | Unknown | Unknown | Unknown | 223 | 189.55
0M-77788 | 0M-ALCA1257X1P L GROUP3 (13 AI 02 AL) |  |  | Unknown | Unknown | Unknown | Call for Quote | Call for Quote
0M-77789 | 0M-ALCA1220X1P L GROUP1 (13 AG) |  |  | Unknown | Unknown | Unknown | 223 | 189.55
0M-77790 | 0M-ALCA1220X1P L GROUP3 (13 AG 02 AL) |  |  | Unknown | Unknown | Unknown | Call for Quote | Call for Quote
0M-77791 | 0M-ALCA1258X1P L GROUP1 (13 AI) |  |  | Unknown | Unknown | Unknown | 223 | 189.55
0M-77792 | 0M-ALCA1258X1P L GROUP3 (13 AI 02 AL) |  |  | Unknown | Unknown | Unknown | Call for Quote | Call for Quote
0M-77793 | 0M-ALCA0973X1P L GROUP1 (13AC) |  |  | Unknown | Unknown | Unknown | 223 | 189.55
0M-77794 | 0M-ALCA0973X1P L GROUP3 (13AC 02AL) |  |  | Unknown | Unknown | Unknown | Call for Quote | Call for Quote
0M-77795 | 0M-ALCA0969X1P L GROUP1 (13AC) |  |  | Unknown | Unknown | Unknown | 223 | 189.55
0M-77796 | 0M-ALCA0969X1P L GROUP2 (13AC 02AG) |  |  | Unknown | Unknown | Unknown | Call for Quote | Call for Quote
0M-77797 | 0M-ALCA0969X1P L GROUP3 (13AC 02AL) |  |  | Unknown | Unknown | Unknown | Call for Quote | Call for Quote
0M-77798 | 0M-ALCA0970X1P L GROUP1 (13AC) |  |  | Unknown | Unknown | Unknown | 223 | 189.55
0M-77799 | 0M-ALCA0970X1P L GROUP2 (13AC 02AG) |  |  | Unknown | Unknown | Unknown | Call for Quote | Call for Quote
0M-77800 | 0M-ALCA0970X1P L GROUP3 (13AC 02AL) |  |  | Unknown | Unknown | Unknown | Call for Quote | Call for Quote
0M-77801 | 0M-ALCA0971X1P L GROUP1 (13AC) |  |  | Unknown | Unknown | Unknown | 223 | 189.55
0M-77802 | 0M-ALCA0971X1P L GROUP2 (13AC 02AG) |  |  | Unknown | Unknown | Unknown | Call for Quote | Call for Quote
0M-77803 | 0M-ALCA0971X1P L GROUP3 (13AC 02AL) |  |  | Unknown | Unknown | Unknown | Call for Quote | Call for Quote
0M-77804 | 0M-ALCA0972X1P L GROUP1 (13AC) |  |  | Unknown | Unknown | Unknown | 223 | 189.55
0M-77805 | 0M-ALCA0972X1P L GROUP2 (13AC 02AG) |  |  | Unknown | Unknown | Unknown | Call for Quote | Call for Quote
0M-77806 | 0M-ALCA0972X1P L GROUP3 (13AC 02AL) |  |  | Unknown | Unknown | Unknown | Call for Quote | Call for Quote
0M-77807 | 0M-ALCA0979X1P L GROUP1 (13 A C) |  |  | Unknown | Unknown | Unknown | 223 | 189.55
0M-77808 | 0M-ALCA0979X1P L GROUP2 (13 A C 02 A G) |  |  | Unknown | Unknown | Unknown | Call for Quote | Call for Quote
0M-77809 | 0M-ALCA0979X1P L GROUP3 (13 A C 02 A L) |  |  | Unknown | Unknown | Unknown | Call for Quote | Call for Quote
0M-77810 | 0M-ALCA0974X1P L GROUP1 (13 A C) |  |  | Unknown | Unknown | Unknown | 223 | 189.55
0M-77811 | 0M-ALCA0974X1P L GROUP2 (13 A C 02 A G) |  |  | Unknown | Unknown | Unknown | Call for Quote | Call for Quote
0M-77812 | 0M-ALCA0974X1P L GROUP3 (13 A C 02 A L) |  |  | Unknown | Unknown | Unknown | Call for Quote | Call for Quote
0M-77813 | 0M-ALCA0984X1P L GROUP1 (13 A C) |  |  | Unknown | Unknown | Unknown | 223 | 189.55
0M-77814 | 0M-ALCA0984X1P L GROUP2 (13 A C 02 A G) |  |  | Unknown | Unknown | Unknown | Call for Quote | Call for Quote
0M-77815 | 0M-ALCA0984X1P L GROUP3 (13 A C 02 A L) |  |  | Unknown | Unknown | Unknown | Call for Quote | Call for Quote
0M-77816 | 0M-ALCA0980X1P L GROUP1 (13 A C) |  |  | Unknown | Unknown | Unknown | 223 | 189.55
0M-77817 | 0M-ALCA0980X1P L GROUP2 (13 A C 02 A G) |  |  | Unknown | Unknown | Unknown | Call for Quote | Call for Quote
0M-77818 | 0M-ALCA0980X1P L GROUP3 (13 A C 02 A L) |  |  | Unknown | Unknown | Unknown | Call for Quote | Call for Quote
0M-77819 | 0M-ALCA0975X1P L GROUP1 (13 A C) |  |  | Unknown | Unknown | Unknown | 223 | 189.55
0M-77820 | 0M-ALCA0975X1P L GROUP2 (13 A C 02 A G) |  |  | Unknown | Unknown | Unknown | Call for Quote | Call for Quote
0M-77821 | 0M-ALCA0975X1P L GROUP3 (13 A C 02 A L) |  |  | Unknown | Unknown | Unknown | Call for Quote | Call for Quote
0M-77822 | 0M-ALCA0985X1P L GROUP1 (13 A C) |  |  | Unknown | Unknown | Unknown | 223 | 189.55
0M-77823 | 0M-ALCA0985X1P L GROUP2 (13 A C 02 A G) |  |  | Unknown | Unknown | Unknown | Call for Quote | Call for Quote
0M-77824 | 0M-ALCA0985X1P L GROUP3 (13 A C 02 A L) |  |  | Unknown | Unknown | Unknown | Call for Quote | Call for Quote
0M-77825 | 0M-ALCA0981X1P L GROUP1 (13 A C) |  |  | Unknown | Unknown | Unknown | 223 | 189.55
0M-77826 | 0M-ALCA0981X1P L GROUP2 (13 A C 02 A G) |  |  | Unknown | Unknown | Unknown | Call for Quote | Call for Quote
0M-77827 | 0M-ALCA0981X1P L GROUP3 (13 A C 02 A L) |  |  | Unknown | Unknown | Unknown | Call for Quote | Call for Quote
0M-77828 | 0M-ALCA0976X1P L GROUP1 (13 A C) |  |  | Unknown | Unknown | Unknown | 223 | 189.55
0M-77829 | 0M-ALCA0976X1P L GROUP2 (13 A C 02 A G) |  |  | Unknown | Unknown | Unknown | Call for Quote | Call for Quote
0M-77830 | 0M-ALCA0976X1P L GROUP3 (13 A C 02 A L) |  |  | Unknown | Unknown | Unknown | Call for Quote | Call for Quote
0M-77831 | 0M-ALCA0986X1P L GROUP1 (13 A C) |  |  | Unknown | Unknown | Unknown | 223 | 189.55
0M-77832 | 0M-ALCA0986X1P L GROUP2 (13 A C 02 A G) |  |  | Unknown | Unknown | Unknown | Call for Quote | Call for Quote
0M-77833 | 0M-ALCA0986X1P L GROUP3 (13 A C 02 A L) |  |  | Unknown | Unknown | Unknown | Call for Quote | Call for Quote
0M-77834 | 0M-ALCA0982X1P L GROUP1 (13 A C) |  |  | Unknown | Unknown | Unknown | 223 | 189.55
0M-77835 | 0M-ALCA0982X1P L GROUP2 (13 A C 02 A G) |  |  | Unknown | Unknown | Unknown | Call for Quote | Call for Quote
0M-77836 | 0M-ALCA0982X1P L GROUP3 (13 A C 02 A L) |  |  | Unknown | Unknown | Unknown | Call for Quote | Call for Quote
0M-77837 | 0M-ALCA0977X1P L GROUP1 (13 A C) |  |  | Unknown | Unknown | Unknown | 223 | 189.55
0M-77838 | 0M-ALCA0977X1P L GROUP2 (13 A C 02 A G) |  |  | Unknown | Unknown | Unknown | Call for Quote | Call for Quote
0M-77839 | 0M-ALCA0977X1P L GROUP3 (13 A C 02 A L) |  |  | Unknown | Unknown | Unknown | Call for Quote | Call for Quote
0M-77840 | 0M-ALCA0987X1P L GROUP1 (13 A C) |  |  | Unknown | Unknown | Unknown | 223 | 189.55
0M-77841 | 0M-ALCA0987X1P L GROUP2 (13 A C 02 A G) |  |  | Unknown | Unknown | Unknown | Call for Quote | Call for Quote
0M-77842 | 0M-ALCA0987X1P L GROUP3 (13 A C 02 A L) |  |  | Unknown | Unknown | Unknown | Call for Quote | Call for Quote
0M-80514 | 0M-ALVL0398X1P GROUP1 (04AU) |  |  | Unknown | Unknown | Unknown | Call for Quote | Call for Quote
0M-80515 | 0M-ALVL0398X1P GROUP2 (04AU 13AC) |  |  | Unknown | Unknown | Unknown | Call for Quote | Call for Quote
0M-80654 | 0M-ALF10640X1P GROUP1 (01 A 1) |  |  | UNIFLAIR ROOM COOLING | Unknown | Unknown | 677 | 575.45
0M-80945 | SINGLE DISC SIZE 1-5 60HZ |  |  | Unknown | Unknown | Unknown | Call for Quote | Call for Quote
0M-84759 | VALVE 2WAY+STD.COIL HDCV5200 |  |  | Unknown | Unknown | Unknown | 2760 | 2346
0M-84760 | VALVE 3WAY+STD.COIL HDCV5200 |  |  | Unknown | Unknown | Unknown | 3115 | 2647.75
0M-84761 | NO VALVE+STD.COIL HDCV5200 |  |  | Unknown | Unknown | Unknown | 1055 | 896.75
0M-91030 | ASSY MASTER CONTROLLER |  |  | Unknown | Unknown | Unknown | 3490 | 2966.5
0M-91039 | ASSY MAIN UNIT MX28B-4800 |  |  | Unknown | Unknown | Unknown | 17870 | 15189.5
0M-91064 | KIT LVD BATTERY SIDE (200) |  |  | Unknown | Unknown | Unknown | 325 | 276.25
0M-91065 | KIT LVD LOAD SIDE (200) |  |  | Unknown | Unknown | Unknown | 333 | 283.05
0M-91066 | KIT LVD BATTERY SIDE (400) |  |  | Unknown | Unknown | Unknown | 369 | 313.65
0M-91067 | KIT LVD LOAD SIDE (400) |  |  | Unknown | Unknown | Unknown | 464 | 394.4
0M-91068 | KIT LVD BATTERY (1200) |  |  | Unknown | Unknown | Unknown | 1210 | 1028.5
0M-91069 | KIT LVD LOAD (1200) |  |  | Unknown | Unknown | Unknown | 1205 | 1024.25
0M-91070 | ASSY MX06-50-AFC |  |  | Unknown | Unknown | Unknown | 1455 | 1236.75
0M-91082 | ASSY FUSE KIT |  |  | Unknown | Unknown | Unknown | 2710 | 2303.5
0M-91095 | ASSY LOAD SHED |  |  | Unknown | Unknown | Unknown | 406 | 345.1
0M-91099 | ASSY MX06 - CISCO |  |  | Unknown | Unknown | Unknown | 3465 | 2945.25
0M-91119 | ASSY BREAKER PANEL 2X150A 2U |  |  | Unknown | Unknown | Unknown | 444 | 377.4
0M-91120 | ASSY LUG KIT #10AWG 2H 5/8CTRS |  |  | Unknown | Unknown | Unknown | 33 | 28.05
0M-91127 | ASSY MX28B-600 |  |  | Unknown | Unknown | Unknown | 9255 | 7866.75
0M-91128 | ASSY NO LVD-600 |  |  | Unknown | Unknown | Unknown | 87 | 73.95
0M-91129 | ASSY BATTERY LVD-600 |  |  | Unknown | Unknown | Unknown | 533 | 453.05
0M-91131 | ASSY NO LOAD SHED-600 |  |  | Unknown | Unknown | Unknown | 156 | 132.6
0M-91142 | ASSY MX06 KIT WITH POWER CORD |  |  | Unknown | Unknown | Unknown | 2110 | 1793.5
0M-91143 | ASSY MX06 KIT W/O POWER CORD |  |  | Unknown | Unknown | Unknown | 2055 | 1746.75
0M-91144 | ASSY RECTIFIER SHELF |  |  | Unknown | Unknown | Unknown | 1395 | 1185.75
0M-91147 | ASSY 24/1200 |  |  | Unknown | Unknown | Unknown | 11475 | 9753.75
0M-91150 | KIT BATT BRKR ALARM MXO6 |  |  | Unknown | Unknown | Unknown | 123 | 104.55
0M-91169 | ASSEMBLY DOOR VENTED VS |  |  | Unknown | Unknown | Unknown | 225 | 191.25
0M-91171 | KIT NO LVD OPTION (24/1200) |  |  | Unknown | Unknown | Unknown | 37 | 31.45
0M-91172 | KIT LVD BATTERY (24/1200) |  |  | Unknown | Unknown | Unknown | 664 | 564.4
0M-91174 | CONVERTER NO OPTION |  |  | Unknown | Unknown | Unknown | 57 | 48.45
0M-91175 | CONVERTER SHELF KIT |  |  | Unknown | Unknown | Unknown | 845 | 718.25
0M-91176 | RECTIFIER SPACE KIT |  |  | Unknown | Unknown | Unknown | 77 | 65.45
0M-91195 | PDF CB ASSY ADD-ON KIT |  |  | Unknown | Unknown | Unknown | 2295 | 1950.75
0M-91196 | PDF COUPLING BUS ADD-ON KIT |  |  | Unknown | Unknown | Unknown | 261 | 221.85
0M-91250 | AFX 1-1/2 Water Regulating Valve, 3-W |  |  | Unknown | Unknown | Unknown | 597 | 507.45
0M-91251 | AFX Hot Gas Reheat, 70-98KW, Upflow |  |  | Unknown | Unknown | Unknown | 1725 | 1466.25
0M-91253 | AFX Condensate Pump, 380V/460V/600V, Up |  |  | Unknown | Unknown | Unknown | 1250 | 1062.5
0M-91254 | AFX Self-Contained Frame Top Discharge, |  |  | Unknown | Unknown | Unknown | 5925 | 5036.25
0M-91255 | AFX Self-Contained Frame Rear Discharge |  |  | Unknown | Unknown | Unknown | 5305 | 4509.25
0M-91256 | AFX Self-Contained Frame Top Discharge, |  |  | Unknown | Unknown | Unknown | 7785 | 6617.25
0M-91257 | AFX FSC Common Parts - High Head Pressur |  |  | Unknown | Unknown | Unknown | Call for Quote | Call for Quote
0M-91258 | AFX 50 AMP Circuit Breaker, 20-62KW |  |  | Unknown | Unknown | Unknown | Call for Quote | Call for Quote
0M-91260 | AFX FSC Common Parts - Hot Gas Bypass & |  |  | Unknown | Unknown | Unknown | 701 | 595.85
0M-91261 | S/A WATER PIPING |  |  | Unknown | Unknown | Unknown | 506 | 430.1
0M-91262 | S/A GLYCOL PIPING |  |  | Unknown | Unknown | Unknown | 506 | 430.1
0M-91264 | AFX Full Floating Hot Gas Bypass |  |  | Unknown | Unknown | Unknown | 760 | 646
0M-91266 | AFX Hot Gas Reheat, 34-62KW, Downflow |  |  | Unknown | Unknown | Unknown | 1450 | 1232.5
0M-91267 | AFX FSC Common Parts - High Head Pressur |  |  | Unknown | Unknown | Unknown | Call for Quote | Call for Quote
0M-91268 | AFX FSC Common Parts - Hot Gas Bypass & |  |  | Unknown | Unknown | Unknown | 602 | 511.7
0M-91269 | AFX FSC Common Parts - High Head Pressur |  |  | Unknown | Unknown | Unknown | Call for Quote | Call for Quote
0M-91270 | AFX Pressure Gauges |  |  | Unknown | Unknown | Unknown | 380 | 323
0M-91274 | AFX Hot Gas Reheat, 20-27KW, Downflow |  |  | Unknown | Unknown | Unknown | 1175 | 998.75
0M-91275 | AFX Hot Gas Reheat, 20-27KW, Upflow |  |  | Unknown | Unknown | Unknown | 1175 | 998.75
0M-91276 | AFX Pulley and Belt Assembly, 1VP56 Bel |  |  | Unknown | Unknown | Unknown | Call for Quote | Call for Quote
0M-91279 | AFX Hot Gas Reheat, 34-62KW, Upflow |  |  | Unknown | Unknown | Unknown | 1450 | 1232.5
0M-91281 | AFX FSC Common Parts - Hot Gas Bypass & |  |  | Unknown | Unknown | Unknown | 554 | 470.9
0M-91284 | S/A SELF-CONTAIN PIPING |  |  | Unknown | Unknown | Unknown | 425 | 361.25
0M-91285 | AFX 90 AMP Circuit Breaker, 34-62KW |  |  | Unknown | Unknown | Unknown | Call for Quote | Call for Quote
0M-91286 | AFX Condensate Pump, 380V, Upflow |  |  | Unknown | Unknown | Unknown | 1250 | 1062.5
0M-91289 | AFX 15 AMP Circuit Breaker, 70-98KW |  |  | Unknown | Unknown | Unknown | Call for Quote | Call for Quote
0M-91290 | AFX Flooded Controls |  |  | Unknown | Unknown | Unknown | Call for Quote | Call for Quote
0M-91291 | S/A AIR PIPING |  |  | Unknown | Unknown | Unknown | 425 | 361.25
0M-91292 | AFX Pulley and Belt Assembly, 1VP56 Bel |  |  | Unknown | Unknown | Unknown | Call for Quote | Call for Quote
0M-91293 | AFX Flooded Receiver |  |  | Unknown | Unknown | Unknown | Call for Quote | Call for Quote
0M-91295 | AFX 40 AMP Circuit Breaker, 20-62KW |  |  | Unknown | Unknown | Unknown | Call for Quote | Call for Quote
0M-91297 | AFX Self-Contained Frame Rear Discharge |  |  | Unknown | Unknown | Unknown | 7165 | 6090.25
0M-91298 | AFX Condensate Pump, 380V, Downflow |  |  | Unknown | Unknown | Unknown | 1250 | 1062.5
0M-91299 | AFX 125 AMP Circuit Breaker, 34-62KW |  |  | Unknown | Unknown | Unknown | Call for Quote | Call for Quote
0M-91301 | AFX Self-Contained Head Pressure Control |  |  | Unknown | Unknown | Unknown | Call for Quote | Call for Quote
0M-91303 | AFX Self-Contained Frame Top Discharge, |  |  | Unknown | Unknown | Unknown | 6850 | 5822.5
0M-91304 | AFX 1-1/2 Water Regulating Valve, 3-W |  |  | Unknown | Unknown | Unknown | 10090 | 8576.5
0M-91305 | AFX Self-Contained Head Pressure Control |  |  | Unknown | Unknown | Unknown | Call for Quote | Call for Quote
0M-91306 | AFX 70 AMP Circuit Breaker, 70-98KW |  |  | Unknown | Unknown | Unknown | 899 | 764.15
0M-91307 | AFX 1-1/2 Water Regulating Valve, 2-W |  |  | Unknown | Unknown | Unknown | 724 | 615.4
0M-91308 | AFX Condensate Pump, 380V/460V/600V, Do |  |  | Unknown | Unknown | Unknown | 1250 | 1062.5
0M-91310 | S/A EVAP PIPING |  |  | Unknown | Unknown | Unknown | 425 | 361.25
0M-91344 | CW 41KW PULLEY AND BELT 60HZ |  |  | Unknown | Unknown | Unknown | Call for Quote | Call for Quote
0M-91345 | CW 50KW PULLEY AND BELT 60HZ |  |  | Unknown | Unknown | Unknown | Call for Quote | Call for Quote
0M-91346 | CW 70KW PULLEY AND BELT 60HZ |  |  | Unknown | Unknown | Unknown | Call for Quote | Call for Quote
0M-91347 | CW 87KW PULLEY AND BELT 60HZ |  |  | Unknown | Unknown | Unknown | Call for Quote | Call for Quote
0M-91348 | CW 105KW PULLEY AND BELT 60HZ |  |  | Unknown | Unknown | Unknown | Call for Quote | Call for Quote
0M-91349 | CW 123KW PULLEY AND BELT 60HZ |  |  | Unknown | Unknown | Unknown | Call for Quote | Call for Quote
0M-91391 | COMMON REF TC 2T (UPFLOW) |  |  | Unknown | Unknown | Unknown | Call for Quote | Call for Quote
0M-91397 | CW 140KW PULLEY AND BELT 60HZ |  |  | Unknown | Unknown | Unknown | Call for Quote | Call for Quote
0M-91398 | CW 175KW PULLEY AND BELT 60HZ |  |  | Unknown | Unknown | Unknown | Call for Quote | Call for Quote
0M-91399 | CW 210KW PULLEY AND BELT 60HZ |  |  | Unknown | Unknown | Unknown | 1790 | 1521.5
0M-91400 | S/A TC2-5 DOWNFLOW |  |  | Unknown | Unknown | Unknown | 3385 | 2877.25
0M-91409 | S/A TC2-5 DOWNFLOW PRECOOL |  |  | Unknown | Unknown | Unknown | 6845 | 5818.25
0M-91502 | S/A 2 HP 208-230V/3/60hz |  |  | Unknown | Unknown | Unknown | 1425 | 1211.25
0M-91503 | S/A 2 HP 220V/3/50hz |  |  | Unknown | Unknown | Unknown | 1425 | 1211.25
0M-91504 | S/A 2 HP 380-415V/3/50hz |  |  | Unknown | Unknown | Unknown | 1425 | 1211.25
0M-91505 | S/A 2 HP 460V/3/60hz |  |  | Unknown | Unknown | Unknown | 1425 | 1211.25
0M-91506 | S/A 2 HP 575V/3/60hz |  |  | Unknown | Unknown | Unknown | 1425 | 1211.25
0M-91517 | S/A 3/4 HP DIRECT DRIVE 208-230v/1/60HZ |  |  | Unknown | Unknown | Unknown | Call for Quote | Call for Quote
0M-91518 | S/A TC4 BLOWER |  |  | Unknown | Unknown | Unknown | 1425 | 1211.25
0M-91519 | S/A TC6-12 BLOWER |  |  | Unknown | Unknown | Unknown | 1425 | 1211.25
0M-91554 | S/A STD CB BUSS MASTER/SLAVE |  |  | Unknown | Unknown | Unknown | 90 | 76.5
0M-91593 | S/A CONDENSATE PUMP UPFLOW 208/230V |  |  | Unknown | Unknown | Unknown | 391 | 332.35
0M-91594 | S/A CONDENSATE PUMP UPFLOW 380/415V |  |  | Unknown | Unknown | Unknown | 391 | 332.35
0M-91595 | S/A CONDENSATE PUMP UPFLOW 460V |  |  | Unknown | Unknown | Unknown | 391 | 332.35
0M-91617 | S/A TOP PIPING |  |  | Unknown | Unknown | Unknown | Call for Quote | Call for Quote
0M-91618 | S/A BOTTOM PIPING |  |  | Unknown | Unknown | Unknown | Call for Quote | Call for Quote
0M-91619 | S/A 3/4 CIRCUIT SETTER |  |  | Unknown | Unknown | Unknown | Call for Quote | Call for Quote
0M-91623 | S/A CCT-CW 40T BELT & PULLEYS OPT |  |  | Unknown | Unknown | Unknown | Call for Quote | Call for Quote
0M-91624 | S/A CCT-CW 35T BELT & PULLEYS OPT |  |  | Unknown | Unknown | Unknown | Call for Quote | Call for Quote
0M-91625 | "ASSY (-)48V/RETURN - 1" CTRS (MX28B)" |  |  | Unknown | Unknown | Unknown | 194 | 164.9
0M-91682 | CM COMMON SUMMARY ALARM |  |  | Unknown | Unknown | Unknown | 209 | 177.65
0M-92032 | 3B UD OPTIONAL REAR RTN WHITE |  |  | Unknown | Unknown | Unknown | 1075 | 913.75
0M-92040 | AFX 41-62kW Downflow Frame |  |  | Unknown | Unknown | Unknown | Call for Quote | Call for Quote
0M-92043 | AFX 41-62KW Upflow Frame - Front Return |  |  | Unknown | Unknown | Unknown | 674 | 572.9
0M-92046 | AFX 41-62KW Upflow Frame - Rear Return |  |  | Unknown | Unknown | Unknown | 2445 | 2078.25
0M-92052 | AFX 34-62KW Downflow Return Duct |  |  | Unknown | Unknown | Unknown | 822 | 698.7
0M-92058 | AFX 34-62KW Secondary Drain Pan |  |  | Unknown | Unknown | Unknown | 2020 | 1717
0M-92059 | AFX 70-98KW Secondary Drain Pan |  |  | Unknown | Unknown | Unknown | 2995 | 2545.75
0M-92061 | AFX Compressor 27kW-230V |  |  | Unknown | Unknown | Unknown | 30455 | 25886.75
0M-92062 | AFX Compressor 34kW-230V |  |  | Unknown | Unknown | Unknown | 33700 | 28645
0M-92063 | AFX Compressor 41kW-230V |  |  | Unknown | Unknown | Unknown | 36695 | 31190.75
0M-92064 | AFX Compressor 48kW-230V |  |  | Unknown | Unknown | Unknown | 39940 | 33949
0M-92065 | AFX Compressor 62kW-230V |  |  | Unknown | Unknown | Unknown | 42935 | 36494.75
0M-92066 | AFX Compressor 70kW-230V |  |  | Unknown | Unknown | Unknown | 46180 | 39253
0M-92068 | AFX Compressor 98kW-230V |  |  | Unknown | Unknown | Unknown | 52425 | 44561.25
0M-92070 | AFX Compressor 27kW-460V |  |  | Unknown | Unknown | Unknown | 30455 | 25886.75
0M-92071 | AFX Compressor 34kW-460V |  |  | Unknown | Unknown | Unknown | 33700 | 28645
0M-92072 | AFX Compressor 41kW-460V |  |  | Unknown | Unknown | Unknown | 36695 | 31190.75
0M-92073 | AFX Compressor 48kW-460V |  |  | Unknown | Unknown | Unknown | 39940 | 33949
0M-92074 | AFX Compressor 62kW-460V |  |  | Unknown | Unknown | Unknown | 42935 | 36494.75
0M-92075 | AFX Compressor 70kW-460V |  |  | Unknown | Unknown | Unknown | 46180 | 39253
0M-92077 | AFX Compressor 98kW-460V |  |  | Unknown | Unknown | Unknown | 52425 | 44561.25
0M-92079 | AFX Compressor 27kW-575V |  |  | Unknown | Unknown | Unknown | 30455 | 25886.75
0M-92080 | AFX Compressor 34kW-575V |  |  | Unknown | Unknown | Unknown | 33700 | 28645
0M-92081 | AFX Compressor 41kW-575V |  |  | Unknown | Unknown | Unknown | 36695 | 31190.75
0M-92082 | AFX Compressor 48kW-575V |  |  | Unknown | Unknown | Unknown | 39940 | 33949
0M-92083 | AFX Compressor 62kW-575V |  |  | Unknown | Unknown | Unknown | 42935 | 36494.75
0M-92084 | AFX Compressor 70kW-575V |  |  | Unknown | Unknown | Unknown | 46180 | 39253
0M-92086 | AFX Compressor 98kW-575V |  |  | Unknown | Unknown | Unknown | 52425 | 44561.25
0M-92158 | S/A MODBUS/JBUS GATEWAY |  |  | Unknown | Unknown | Unknown | 2340 | 1989
0M-92169 | AFX Humidifier Downflow 10LB/HR 380V |  |  | Unknown | Unknown | Unknown | 2600 | 2210
0M-92173 | AFX Humidifier Upflow 10 LB/HR 380V |  |  | Unknown | Unknown | Unknown | 2600 | 2210
0M-92177 | AFX Humidifier Downflow 20LB/HR 380V |  |  | Unknown | Unknown | Unknown | 5245 | 4458.25
0M-92181 | AFX Humidifier Upflow 20LB/HR 380V |  |  | Unknown | Unknown | Unknown | 5245 | 4458.25
0M-92192 | AFX Electric Reheat, 20-62KW, 380V, Dow |  |  | Unknown | Unknown | Unknown | 899 | 764.15
0M-92197 | AFX Electric Reheat, 20-62KW, 380V, Upf |  |  | Unknown | Unknown | Unknown | 899 | 764.15
0M-92201 | AFX Electric Reheat, 34-62KW, 230V, Dow |  |  | Unknown | Unknown | Unknown | 287 | 243.95
0M-92206 | AFX Electric Reheat, 34-62KW, 230V, Upf |  |  | Unknown | Unknown | Unknown | 287 | 243.95
0M-92207 | AFX Electric Reheat, 34-62KW, 380V, Upf |  |  | Unknown | Unknown | Unknown | 287 | 243.95
0M-92208 | AFX Electric Reheat, 34-62KW, 415V, Upf |  |  | Unknown | Unknown | Unknown | 287 | 243.95
0M-92209 | AFX Electric Reheat, 34-62KW, 460V, Upf |  |  | Unknown | Unknown | Unknown | 287 | 243.95
0M-92210 | AFX Electric Reheat, 34-62KW, 575V, Upf |  |  | Unknown | Unknown | Unknown | 287 | 243.95
0M-92215 | AFX SCR Reheat 1 Bay 230V UF |  |  | Unknown | Unknown | Unknown | 1065 | 905.25
0M-92216 | AFX SCR Reheat 1 Bay 460V UF |  |  | Unknown | Unknown | Unknown | 1065 | 905.25
0M-92217 | AFX SCR Reheat 1 Bay 575V UF |  |  | Unknown | Unknown | Unknown | 1065 | 905.25
0M-92292 | AFX 3HP Blower/Motor 220V 50HZ |  |  | Unknown | Unknown | Unknown | Call for Quote | Call for Quote
0M-92293 | AFX 3HP Blower/Motor 380V 60HZ |  |  | Unknown | Unknown | Unknown | Call for Quote | Call for Quote
0M-92294 | AFX 3HP Blower/Motor 380V 50HZ |  |  | Unknown | Unknown | Unknown | Call for Quote | Call for Quote
0M-92298 | AFX 5HP Blower/Motor 220V 50HZ |  |  | Unknown | Unknown | Unknown | 302 | 256.7
0M-92300 | AFX 5HP Blower/Motor 380V 50HZ |  |  | Unknown | Unknown | Unknown | 302 | 256.7
0M-92311 | AFX Hot Gas Reheat, 70-98KW, Downflow |  |  | Unknown | Unknown | Unknown | 1725 | 1466.25
0M-92312 | AFX 150 AMP Circuit Breaker, 70-98KW |  |  | Unknown | Unknown | Unknown | Call for Quote | Call for Quote
0M-92327 | AFX 15 AMP Circuit Breaker, 20-62KW |  |  | Unknown | Unknown | Unknown | Call for Quote | Call for Quote
0M-92332 | AFX 80 AMP Circuit Breaker, 20-62KW |  |  | Unknown | Unknown | Unknown | Call for Quote | Call for Quote
0M-92333 | AFX 100 AMP Circuit Breaker, 34-62KW |  |  | Unknown | Unknown | Unknown | Call for Quote | Call for Quote
0M-92334 | AFX 150 AMP Circuit Breaker, 34-62KW |  |  | Unknown | Unknown | Unknown | Call for Quote | Call for Quote
0M-92335 | AFX 20 AMP Circuit Breaker, 70-98KW |  |  | Unknown | Unknown | Unknown | Call for Quote | Call for Quote
0M-92336 | AFX 35 AMP Circuit Breaker, 70-98KW |  |  | Unknown | Unknown | Unknown | Call for Quote | Call for Quote
0M-92337 | AFX 40 AMP Circuit Breaker, 70-98KW |  |  | Unknown | Unknown | Unknown | Call for Quote | Call for Quote
0M-92338 | AFX 50 AMP Circuit Breaker, 70-98KW |  |  | Unknown | Unknown | Unknown | Call for Quote | Call for Quote
0M-92339 | AFX 60 AMP Circuit Breaker, 70-98KW |  |  | Unknown | Unknown | Unknown | Call for Quote | Call for Quote
0M-92341 | AFX 90 AMP Circuit Breaker, 70-98KW |  |  | Unknown | Unknown | Unknown | Call for Quote | Call for Quote
0M-92342 | AFX 125 AMP Circuit Breaker, 70-98KW |  |  | Unknown | Unknown | Unknown | Call for Quote | Call for Quote
0M-92356 | AFX 30% Filter & 1 Prefilter, Downflo |  |  | Unknown | Unknown | Unknown | 202 | 171.7
0M-92357 | AFX 45% Filter, Downflow |  |  | Unknown | Unknown | Unknown | 175 | 148.75
0M-92358 | AFX 45% Filter & 1 Prefilter, Downflo |  |  | Unknown | Unknown | Unknown | 302 | 256.7
0M-92359 | AFX 65% Filter, Downflow |  |  | Unknown | Unknown | Unknown | 252 | 214.2
0M-92360 | AFX 65% Filter & 1 Prefilter, Downflo |  |  | Unknown | Unknown | Unknown | 373 | 317.05
0M-92362 | AFX 30% Filter & 1 Prefilter, Downflo |  |  | Unknown | Unknown | Unknown | 202 | 171.7
0M-92363 | AFX 45% Filter, Upflow |  |  | Unknown | Unknown | Unknown | 175 | 148.75
0M-92364 | AFX 45% Filter & 1 Prefilter, Downflo |  |  | Unknown | Unknown | Unknown | 302 | 256.7
0M-92365 | AFX 65% Filter, Upflow |  |  | Unknown | Unknown | Unknown | 252 | 214.2
0M-92366 | AFX 65% Filter & 1 Prefilter, Upflow |  |  | Unknown | Unknown | Unknown | 373 | 317.05
0M-92369 | AFX Self-Contained Frame Rear Discharge |  |  | Unknown | Unknown | Unknown | 6240 | 5304
0M-92374 | AFX Self-Contained Head Pressure Control |  |  | Unknown | Unknown | Unknown | Call for Quote | Call for Quote
0M-92377 | AFX Self-Contained Pulleys |  |  | Unknown | Unknown | Unknown | Call for Quote | Call for Quote
0M-92400 | AFX Electrical Communication Insert - Ma |  |  | Unknown | Unknown | Unknown | Call for Quote | Call for Quote
0M-92401 | AFX Electrical Communication Insert - Ma |  |  | Unknown | Unknown | Unknown | Call for Quote | Call for Quote
0M-92402 | AFX Electrical Communication Insert - Sl |  |  | Unknown | Unknown | Unknown | Call for Quote | Call for Quote
0M-92403 | AFX Standard Circuit Breaker Buss - Mast |  |  | Unknown | Unknown | Unknown | Call for Quote | Call for Quote
0M-92405 | AFX 575V MSP Buss 2X2PC 1XT |  |  | Unknown | Unknown | Unknown | Call for Quote | Call for Quote
0M-92406 | AFX 575V MSP Buss 2X2PC 2XT |  |  | Unknown | Unknown | Unknown | Call for Quote | Call for Quote
0M-92407 | AFX 575V MSP Buss 1X2PC 1XT |  |  | Unknown | Unknown | Unknown | Call for Quote | Call for Quote
0M-92408 | AFX 575V MSP Buss 1X2PC 2XT |  |  | Unknown | Unknown | Unknown | Call for Quote | Call for Quote
0M-92409 | AFX 575V MSP Buss 1X4PC 1X2PC 1XT |  |  | Unknown | Unknown | Unknown | Call for Quote | Call for Quote
0M-92410 | AFX 575V MSP Buss 1X4PC 2XT |  |  | Unknown | Unknown | Unknown | Call for Quote | Call for Quote
0M-92411 | AFX 575V MSP Buss 1X4PC 1X2PC 2XT |  |  | Unknown | Unknown | Unknown | Call for Quote | Call for Quote
0M-92412 | AFX 575V MSP Buss 1X4PC 3XT |  |  | Unknown | Unknown | Unknown | Call for Quote | Call for Quote
0M-92450 | AFX 3/4 Water Regulating Valve, 2-Way |  |  | Unknown | Unknown | Unknown | 724 | 615.4
0M-92451 | AFX 3/4 Water Regulating Valve, 3-Way |  |  | Unknown | Unknown | Unknown | 1325 | 1126.25
0M-92470 | AFX Hot Water Reheat, 34-62KW |  |  | Unknown | Unknown | Unknown | 2075 | 1763.75
0M-92471 | AFX Steam Reheat, 34-62KW |  |  | Unknown | Unknown | Unknown | 2075 | 1763.75
0M-92472 | AFX Hot Water Reheat, 70-98KW |  |  | Unknown | Unknown | Unknown | 2350 | 1997.5
0M-92473 | AFX Steam Reheat, 70-98KW |  |  | Unknown | Unknown | Unknown | 2350 | 1997.5
0M-92474 | AFX Hot Water Reheat, 20-27KW |  |  | Unknown | Unknown | Unknown | 1795 | 1525.75
0M-92475 | AFX Steam Reheat, 20-27KW |  |  | Unknown | Unknown | Unknown | 1795 | 1525.75
0M-92476 | AFX Hot Water Reheat Control, 2-Way Mod |  |  | Unknown | Unknown | Unknown | 198 | 168.3
0M-92477 | AFX Hot Water Reheat Control, 3-Way Mod |  |  | Unknown | Unknown | Unknown | 325 | 276.25
0M-92478 | AFX Hot Water Reheat, 2-Way On/Off |  |  | Unknown | Unknown | Unknown | Call for Quote | Call for Quote
0M-92601 | CW ELECTRICAL COMMUNICATION INSERT - 123 |  |  | Unknown | Unknown | Unknown | Call for Quote | Call for Quote
0M-92602 | CW 30% FILTER, 123-140KW |  |  | Unknown | Unknown | Unknown | 362 | 307.7
0M-92603 | CW 123-140KW BLOWER, 15-15, DOWNFLOW |  |  | Unknown | Unknown | Unknown | Call for Quote | Call for Quote
0M-92604 | ASY MTR 40 TON PREM EFFICIENCY |  |  | Unknown | Unknown | Unknown | Call for Quote | Call for Quote
0M-92606 | CW ELECTRIC REHEAT, 175KW, 460V, DOWNFL |  |  | Unknown | Unknown | Unknown | Call for Quote | Call for Quote
0M-92610 | CW HUMIDIFIER BRACKET HOSE 41-70KW - DOW |  |  | Unknown | Unknown | Unknown | Call for Quote | Call for Quote
0M-92611 | CW 30% FILTER, 41-70KW |  |  | Unknown | Unknown | Unknown | 229 | 194.65
0M-92613 | CW 41-70KW BLOWER, 15-15 |  |  | Unknown | Unknown | Unknown | Call for Quote | Call for Quote
0M-92615 | ASY 50DF 460V10HP PREM EFF MTR |  |  | Unknown | Unknown | Unknown | Call for Quote | Call for Quote
0M-92617 | CW100 BLOWER 15-11 DOWNFLOW |  |  | Unknown | Unknown | Unknown | Call for Quote | Call for Quote
0M-92618 | CW ELECTRICAL COMMUNICATION INSERT - 41- |  |  | Unknown | Unknown | Unknown | Call for Quote | Call for Quote
0M-92619 | CW ELECTRIC REHEAT, 41-50KW, 460V, 22.5 |  |  | Unknown | Unknown | Unknown | Call for Quote | Call for Quote
0M-92623 | S/A 10HP MOTOR ASSY. |  |  | Unknown | Unknown | Unknown | 1935 | 1644.75
0M-92624 | S/A 10 HP MOTOR 575V |  |  | Unknown | Unknown | Unknown | 1935 | 1644.75
0M-92625 | CW ELECTRIC REHEAT, 123-140KW, 575V, UP |  |  | Unknown | Unknown | Unknown | 2340 | 1989
0M-92626 | CW ELECTRIC REHEAT, 41-70KW, 460V, UPFL |  |  | Unknown | Unknown | Unknown | 1170 | 994.5
0M-92627 | S/A 12-20 UD HUMID BRKT |  |  | Unknown | Unknown | Unknown | Call for Quote | Call for Quote
0M-92628 | CW 30% FILTER & 1 PREFILTER, 123-140K |  |  | Unknown | Unknown | Unknown | 427 | 362.95
0M-92629 | CW HUMIDIFIER BRACKET HOSE 123-140KW - U |  |  | Unknown | Unknown | Unknown | Call for Quote | Call for Quote
0M-92630 | CW 41-70KW UPFLOW DISCHARGE DUCT FLANGE |  |  | Unknown | Unknown | Unknown | 181 | 153.85
0M-92631 | CW 87-105KW UPFLOW DISCHARGE DUCT FLANGE |  |  | Unknown | Unknown | Unknown | 181 | 153.85
0M-92632 | CW 123-140 UPFLOW DISCHARGE DUCT FLANGE |  |  | Unknown | Unknown | Unknown | 181 | 153.85
0M-92638 | S/A COND PUMP DF 230V |  |  | Unknown | Unknown | Unknown | 391 | 332.35
0M-92639 | CW CONDENSATE PUMP, 380V |  |  | Unknown | Unknown | Unknown | 1625 | 1381.25
0M-92640 | S/A COND PUMP 460V |  |  | Unknown | Unknown | Unknown | 391 | 332.35
0M-92641 | S/A COND PUMP 575V |  |  | Unknown | Unknown | Unknown | 236 | 200.6
0M-92642 | S/A SHIPPING MATL CCT12-20 |  |  | Unknown | Unknown | Unknown | Call for Quote | Call for Quote
0M-92643 | S/A SHIPPING MATL CCT25-30 |  |  | Unknown | Unknown | Unknown | Call for Quote | Call for Quote
0M-92644 | S/A SHIPPING MATL CCT35-40 |  |  | Unknown | Unknown | Unknown | Call for Quote | Call for Quote
0M-92645 | S/A SHIPPING MATL CCT50-60 |  |  | Unknown | Unknown | Unknown | Call for Quote | Call for Quote
0M-92646 | S/A 5HP 460V W/FU |  |  | Unknown | Unknown | Unknown | 1935 | 1644.75
0M-92647 | CW 140KW 2-WAY SPRING RETURN CHILLED WAT |  |  | Unknown | Unknown | Unknown | 31100 | 26435
0M-92648 | S/A35-40 TON 7-1/2 HP MOTOR |  |  | Unknown | Unknown | Unknown | 1695 | 1440.75
0M-92650 | CW 7.5HP MOTOR 380V 50HZ |  |  | Unknown | Unknown | Unknown | Call for Quote | Call for Quote
0M-92651 | S/A 25 - 30 UD BLOWER STD |  |  | Unknown | Unknown | Unknown | 470 | 399.5
0M-92652 | CW ELECTRICAL COMMUNICATION INSERT - 87- |  |  | Unknown | Unknown | Unknown | Call for Quote | Call for Quote
0M-92653 | S/A 7.5 MOTOR TEFC 380/415V 50HZ |  |  | Unknown | Unknown | Unknown | Call for Quote | Call for Quote
0M-92655 | CW ELECTRICAL COMMUNICATION INSERT - 123 |  |  | Unknown | Unknown | Unknown | Call for Quote | Call for Quote
0M-92657 | S/A 35 TON BLOWERS |  |  | Unknown | Unknown | Unknown | 701 | 595.85
0M-92659 | CW 10HP MOTOR 380V 50HZ |  |  | Unknown | Unknown | Unknown | Call for Quote | Call for Quote
0M-92660 | S/A 7.5 HP STANDARD MTR 230/460 V |  |  | Unknown | Unknown | Unknown | 1695 | 1440.75
0M-92661 | S/A 7.5 HP STANDARD MTR 460 V |  |  | Unknown | Unknown | Unknown | Call for Quote | Call for Quote
0M-92662 | S/A MOTOR 7.5 HP 575V |  |  | Unknown | Unknown | Unknown | 1695 | 1440.75
0M-92663 | CW 7.5HP MOTOR 220V 50HZ |  |  | Unknown | Unknown | Unknown | Call for Quote | Call for Quote
0M-92664 | S/A 10 HP MOTOR 208/230 V |  |  | Unknown | Unknown | Unknown | 1935 | 1644.75
0M-92665 | S/A 10 HP MOTOR 575V |  |  | Unknown | Unknown | Unknown | Call for Quote | Call for Quote
0M-92667 | S/A REMOTE DISPLAY W/ 50FT CABLE |  |  | Unknown | Unknown | Unknown | 301 | 255.85
0M-92668 | CW 41-70KW BLOWER, 15-11 |  |  | Unknown | Unknown | Unknown | Call for Quote | Call for Quote
0M-92679 | CW MAIN POWER CIRCUIT BREAKER, 90 AMP |  |  | Unknown | Unknown | Unknown | Call for Quote | Call for Quote
0M-92680 | CW MAIN POWER CIRCUIT BREAKER, 100 AMP |  |  | Unknown | Unknown | Unknown | Call for Quote | Call for Quote
0M-92681 | CW MAIN POWER CIRCUIT BREAKER, 125 AMP |  |  | Unknown | Unknown | Unknown | Call for Quote | Call for Quote
0M-92694 | CW 30% FILTER, 87-105KW |  |  | Unknown | Unknown | Unknown | 294 | 249.9
0M-92695 | CW 30% FILTER & 1 PREFILTER, 41-70KW |  |  | Unknown | Unknown | Unknown | 294 | 249.9
0M-92696 | CW 30% FILTER & 1 PREFILTER, 87-105KW |  |  | Unknown | Unknown | Unknown | 362 | 307.7
0M-92697 | CW 30% FILTER & 1 PREFILTER, 175-210K |  |  | Unknown | Unknown | Unknown | 491 | 417.35
0M-92698 | CW 45% FILTER, 41-70KW |  |  | Unknown | Unknown | Unknown | 346 | 294.1
0M-92699 | CW 45% FILTER, 87-105KW |  |  | Unknown | Unknown | Unknown | 410 | 348.5
0M-92700 | CW 45% FILTER, 123-140KW |  |  | Unknown | Unknown | Unknown | 475 | 403.75
0M-92701 | CW 45% FILTER, 175-210KW |  |  | Unknown | Unknown | Unknown | 539 | 458.15
0M-92702 | CW 45% FILTER & 1 PREFILTER, 41-70KW |  |  | Unknown | Unknown | Unknown | 410 | 348.5
0M-92703 | CW 45% FILTER & 1 PREFILTER, 87-105KW |  |  | Unknown | Unknown | Unknown | 475 | 403.75
0M-92704 | CW 45% FILTER & 1 PREFILTER, 123-130K |  |  | Unknown | Unknown | Unknown | 539 | 458.15
0M-92705 | CW 45% FILTER & 1 PREFILTER, 175-210K |  |  | Unknown | Unknown | Unknown | 602 | 511.7
0M-92706 | CW 65% FILTER, 41-70KW |  |  | Unknown | Unknown | Unknown | 1205 | 1024.25
0M-92707 | CW 65% FILTER, 87-105KW |  |  | Unknown | Unknown | Unknown | 1270 | 1079.5
0M-92708 | CW 65% FILTER, 123-140KW |  |  | Unknown | Unknown | Unknown | 1335 | 1134.75
0M-92709 | CW 65% FILTER, 175-210KW |  |  | Unknown | Unknown | Unknown | 1400 | 1190
0M-92710 | CW 65% FILTER & 1 PREFILTER, 41-70KW |  |  | Unknown | Unknown | Unknown | 1270 | 1079.5
0M-92711 | CW 65% FILTER & 1 PREFILTER, 87-105KW |  |  | Unknown | Unknown | Unknown | 1335 | 1134.75
0M-92712 | CW 65% FILTER & 1 PREFILTER, 123-140K |  |  | Unknown | Unknown | Unknown | 1400 | 1190
0M-92713 | CW 65% FILTER & 1 PREFILTER, 175-210K |  |  | Unknown | Unknown | Unknown | 1465 | 1245.25
0M-92719 | CW 41-70KW DOWNFLOW RETURN DUCT |  |  | Unknown | Unknown | Unknown | 521 | 442.85
0M-92720 | CW 87-105KW DOWNFLOW RETURN DUCT |  |  | Unknown | Unknown | Unknown | 1045 | 888.25
0M-92721 | CW 123-140KW DOWNFLOW RETURN DUCT |  |  | Unknown | Unknown | Unknown | 1045 | 888.25
0M-92723 | CW ELECTRICAL COMMUNICATION INSERT - 175 |  |  | Unknown | Unknown | Unknown | Call for Quote | Call for Quote
0M-92724 | CW ELECTRICAL COMMUNICATION INSERT - 87- |  |  | Unknown | Unknown | Unknown | Call for Quote | Call for Quote
0M-92725 | CW ELECTRICAL COMMUNICATION INSERT - 41- |  |  | Unknown | Unknown | Unknown | Call for Quote | Call for Quote
0M-92726 | CW ELECTRIC REHEAT, 87-105KW, 230V, DOW |  |  | Unknown | Unknown | Unknown | 2340 | 1989
0M-92727 | CW ELECTRIC REHEAT, 123-140KW, 230V, DO |  |  | Unknown | Unknown | Unknown | 2340 | 1989
0M-92729 | CW ELECTRIC REHEAT 87-123KW, 380V, 2-ST |  |  | Unknown | Unknown | Unknown | 2340 | 1989
0M-92731 | CW ELECTRIC REHEAT, 87-105KW, 380V, DOW |  |  | Unknown | Unknown | Unknown | 2340 | 1989
0M-92733 | CW 123-140KW BLOWER, 15-15, UPFLOW |  |  | Unknown | Unknown | Unknown | Call for Quote | Call for Quote
0M-92734 | CW 10HP MOTOR 575V 60HZ |  |  | Unknown | Unknown | Unknown | Call for Quote | Call for Quote
0M-92735 | CW 10HP MOTOR 460V 60HZ |  |  | Unknown | Unknown | Unknown | Call for Quote | Call for Quote
0M-92736 | CW 10HP MOTOR 230V 60HZ |  |  | Unknown | Unknown | Unknown | Call for Quote | Call for Quote
0M-92737 | CW 7.5HP MOTOR 460V 60HZ |  |  | Unknown | Unknown | Unknown | Call for Quote | Call for Quote
0M-92738 | CW 7.5 HP MOTOR 230V 60HZ |  |  | Unknown | Unknown | Unknown | Call for Quote | Call for Quote
0M-92739 | CW 5HP MOTOR 460V 60HZ |  |  | Unknown | Unknown | Unknown | Call for Quote | Call for Quote
0M-92740 | CW 3HP MOTOR 460V 60HZ |  |  | Unknown | Unknown | Unknown | Call for Quote | Call for Quote
0M-92741 | CW 3HP MOTOR 230V 60HZ |  |  | Unknown | Unknown | Unknown | Call for Quote | Call for Quote
0M-92742 | CW 7.5HP MOTOR 575V 60HZ |  |  | Unknown | Unknown | Unknown | Call for Quote | Call for Quote
0M-92743 | CW 10HP MOTOR 220V 50HZ |  |  | Unknown | Unknown | Unknown | Call for Quote | Call for Quote
0M-92746 | CW HUMIDITY LOCKOUT |  |  | Unknown | Unknown | Unknown | 456 | 387.6
0M-92747 | CW 2HP MOTOR 220V 50HZ |  |  | Unknown | Unknown | Unknown | Call for Quote | Call for Quote
0M-92748 | CW 2HP MOTOR 230V 60HZ |  |  | Unknown | Unknown | Unknown | Call for Quote | Call for Quote
0M-92749 | CW 2HP MOTOR 380V 50HZ |  |  | Unknown | Unknown | Unknown | Call for Quote | Call for Quote
0M-92750 | CW 2HP MOTOR 460V 60HZ |  |  | Unknown | Unknown | Unknown | Call for Quote | Call for Quote
0M-92751 | CW 2HP MOTOR 575V 60HZ |  |  | Unknown | Unknown | Unknown | Call for Quote | Call for Quote
0M-92753 | CW 7-1/2HP MOTOR - PREMIUM EFFICIENCY, |  |  | Unknown | Unknown | Unknown | Call for Quote | Call for Quote
0M-92758 | CW 1-1/4 CIRCUIT SETTER |  |  | Unknown | Unknown | Unknown | Call for Quote | Call for Quote
0M-92759 | CW 1-1/2 CIRCUIT SETTER |  |  | Unknown | Unknown | Unknown | Call for Quote | Call for Quote
0M-92760 | CW 2 CIRCUIT SETTER |  |  | Unknown | Unknown | Unknown | 1230 | 1045.5
0M-92761 | CW 123KW 2-WAY SPRING RETURN CHILLED WAT |  |  | Unknown | Unknown | Unknown | 29315 | 24917.75
0M-92762 | CW 105KW 2-WAY SPRING RETURN CHILLED WAT |  |  | Unknown | Unknown | Unknown | 27360 | 23256
0M-92763 | CW 87KW 2-WAY SPRING RETURN CHILLED WATE |  |  | Unknown | Unknown | Unknown | 25575 | 21738.75
0M-92764 | CW 70KW 2-WAY SPRING RETURN CHILLED WATE |  |  | Unknown | Unknown | Unknown | 23120 | 19652
0M-92765 | CW 50KW 2-WAY SPRING RETURN CHILLED WATE |  |  | Unknown | Unknown | Unknown | 21340 | 18139
0M-92766 | CW 41KW 2-WAY SPRING RETURN CHILLED WATE |  |  | Unknown | Unknown | Unknown | 19555 | 16621.75
0M-92767 | CW 175-210KW 2-WAY SPRING RETURN CHILLED |  |  | Unknown | Unknown | Unknown | 33115 | 28147.75
0M-92768 | S/A 60 TON 2 WAY SPR RTN |  |  | Unknown | Unknown | Unknown | 10200 | 8670
0M-92769 | CW 41KW 3-WAY SPRING RETURN CHILLED WATE |  |  | Unknown | Unknown | Unknown | 19555 | 16621.75
0M-92770 | CW 50KW 3-WAY SPRING RETURN CHILLED WATE |  |  | Unknown | Unknown | Unknown | 21340 | 18139
0M-92771 | CW 70KW 3-WAY SPRING RETURN CHILLED WATE |  |  | Unknown | Unknown | Unknown | 23120 | 19652
0M-92772 | CW 87KW 3-WAY SPRING RETURN CHILLED WATE |  |  | Unknown | Unknown | Unknown | 25575 | 21738.75
0M-92773 | CW 105KW 3-WAY SPRING RETURN CHILLED WAT |  |  | Unknown | Unknown | Unknown | 27360 | 23256
0M-92774 | CW 123KW 3-WAY SPRING RETURN CHILLED WAT |  |  | Unknown | Unknown | Unknown | 29315 | 24917.75
0M-92775 | CW 140KW 3-WAY SPRING RETURN CHILLED WAT |  |  | Unknown | Unknown | Unknown | 31100 | 26435
0M-92776 | CW 175-210KW 3-WAY SPRING RETURN CHILLED |  |  | Unknown | Unknown | Unknown | 33115 | 28147.75
0M-92777 | S/A 60 TON 3 WAY SPR RTN |  |  | Unknown | Unknown | Unknown | 10200 | 8670
0M-92782 | CW HOT WATER REHEAT, 175-210KW, 3-WAY M |  |  | Unknown | Unknown | Unknown | 4615 | 3922.75
0M-92792 | S/A TC CW 10-12T FRAME DF |  |  | Unknown | Unknown | Unknown | 3865 | 3285.25
0M-92793 | S/A TC CW 4-8T FRAME REAR RETURN UF |  |  | Unknown | Unknown | Unknown | 4485 | 3812.25
0M-92794 | S/A TC CW 10-12T FRAME REAR RTRN UF |  |  | Unknown | Unknown | Unknown | 5430 | 4615.5
0M-92796 | S/A TC CW 10-12T FRAME FRNT RTRN UF |  |  | Unknown | Unknown | Unknown | 4450 | 3782.5
0M-92798 | S/A TC 10-12T BRKT HOSE STMHD UF |  |  | Unknown | Unknown | Unknown | Call for Quote | Call for Quote
0M-92805 | S/A RUG REDUNDANT CM-CW |  |  | Unknown | Unknown | Unknown | 1070 | 909.5
0M-92887 | ASY CM15-40 SPT COOLED FLTRRCK |  |  | Unknown | Unknown | Unknown | Call for Quote | Call for Quote
0M-92996 | CM Hot Gas Reheat, 7-10kW |  |  | FSB SPARES | Unknown | Unknown | 1605 | 1364.25
0M-92997 | CM Hot Gas Reheat, 14-17kW |  |  | Unknown | Unknown | Unknown | 791 | 672.35
0M-93053 | S/A SHIPPING MATERIAL CM 15-20 SC |  |  | Unknown | Unknown | Unknown | Call for Quote | Call for Quote
0M-93054 | S/A SHIPPING MATERIAL CM 25-40 |  |  | Unknown | Unknown | Unknown | 188 | 159.8
0M-93055 | S/A SHIPPING MATERIAL CM 25-40 SC |  |  | Unknown | Unknown | Unknown | Call for Quote | Call for Quote
0M-93056 | S/A SHIPPING MATERIAL CM 50-65 |  |  | Unknown | Unknown | Unknown | 192 | 163.2
0M-93057 | S/A SHIPPING MATERIAL CM 50-65 SC |  |  | Unknown | Unknown | Unknown | Call for Quote | Call for Quote
0M-93058 | S/A MATERIAL SHIPPING CM15-20 |  |  | Unknown | Unknown | Unknown | 179 | 152.15
0M-93060 | CM50-65 O.5ùù 208-230/3 EVAP |  |  | Unknown | Unknown | Unknown | 2010 | 1708.5
0M-93065 | S/A TC 8-10T FRAME DF |  |  | Unknown | Unknown | Unknown | 3865 | 3285.25
0M-93069 | S/A TC 8-10T FRAME REAR RTRN UF |  |  | Unknown | Unknown | Unknown | 5430 | 4615.5
0M-93071 | S/A TC 8-10T FRAME FRONT RTRN UF |  |  | Unknown | Unknown | Unknown | 4450 | 3782.5
0M-93076 | S/A TC 2-5T FRAME SELF-CNTD RR DSCH |  |  | Unknown | Unknown | Unknown | 3955 | 3361.75
0M-93077 | S/A TC 2-5 FRAME SELF-CNT TOP DISCH |  |  | Unknown | Unknown | Unknown | 4350 | 3697.5
0M-93078 | S/A TC 8-10 FRAME SELF-CONT RRDISCH |  |  | Unknown | Unknown | Unknown | 5600 | 4760
0M-93079 | S/A TC 8-10 FRAME SELF-CNT TOPDISCH |  |  | Unknown | Unknown | Unknown | Call for Quote | Call for Quote
0M-93080 | S/A TC 2T COMPRESSOR 208-230V 1PH |  |  | Unknown | Unknown | Unknown | 1930 | 1640.5
0M-93081 | S/A TC 2T COMPRESSOR 208-230V 3PH |  |  | Unknown | Unknown | Unknown | 1930 | 1640.5
0M-93082 | S/A TC 2T COMPRESSOR 460V |  |  | Unknown | Unknown | Unknown | 1930 | 1640.5
0M-93083 | S/A TC 2T COMPRESSOR 575V |  |  | Unknown | Unknown | Unknown | 1930 | 1640.5
0M-93088 | S/A TC 5T COMPRESSOR 208-230V 1PH |  |  | Unknown | Unknown | Unknown | 2620 | 2227
0M-93089 | S/A TC 5T COMPRESSOR 208-230V 3PH |  |  | Unknown | Unknown | Unknown | 2620 | 2227
0M-93090 | S/A TC 5T COMPRESSOR 460V |  |  | Unknown | Unknown | Unknown | 2620 | 2227
0M-93091 | S/A TC 5T COMPRESSOR 575V |  |  | Unknown | Unknown | Unknown | 2620 | 2227
0M-93092 | S/A TC 8T COMPRESSOR 208-230V 3PH |  |  | Unknown | Unknown | Unknown | 6230 | 5295.5
0M-93093 | S/A TC 8T COMPRESSOR 460V |  |  | Unknown | Unknown | Unknown | 6230 | 5295.5
0M-93094 | S/A TC 8T COMPRESSOR 575V |  |  | Unknown | Unknown | Unknown | 6230 | 5295.5
0M-93095 | S/A TC 10T COMPRESSOR 208-230V 3PH |  |  | Unknown | Unknown | Unknown | 6295 | 5350.75
0M-93097 | S/A TC 10T COMPRESSOR 575V |  |  | Unknown | Unknown | Unknown | 6295 | 5350.75
0M-93098 | S/A TC 5LB HUMIDIFIER 575V |  |  | Unknown | Unknown | Unknown | 573 | 487.05
0M-93100 | S/A TC 10LB HUMIDIFIER 380V |  |  | Unknown | Unknown | Unknown | 591 | 502.35
0M-93101 | S/A 1/2HP 220V 50HZ |  |  | Unknown | Unknown | Unknown | 1230 | 1045.5
0M-93102 | S/A 1/2HP 220V 50HZ- HIGH CFM |  |  | Unknown | Unknown | Unknown | 1470 | 1249.5
0M-93103 | S/A 1/2HP 208-230V 60HZ |  |  | Unknown | Unknown | Unknown | 1230 | 1045.5
0M-93104 | S/A 1/2HP 208-230V 60HZ- HIGH CFM |  |  | Unknown | Unknown | Unknown | 1470 | 1249.5
0M-93105 | S/A 1/2 HP 380-415V 50HZ |  |  | Unknown | Unknown | Unknown | 1230 | 1045.5
0M-93106 | S/A 1/2HP 380-415V 50HZ- HIGH CFM |  |  | Unknown | Unknown | Unknown | 1470 | 1249.5
0M-93107 | S/A 1/2HP 460V 60HZ |  |  | Unknown | Unknown | Unknown | 1230 | 1045.5
0M-93108 | S/A 1/2HP 460V 60HZ- HIGH CFM |  |  | Unknown | Unknown | Unknown | 1470 | 1249.5
0M-93109 | S/A 1/2 HP 575V 60HZ |  |  | Unknown | Unknown | Unknown | 1230 | 1045.5
0M-93110 | S/A 1/2HP 575V 60HZ- HIGH CFM |  |  | Unknown | Unknown | Unknown | 1475 | 1253.75
0M-93111 | S/A 3/4 HP 220V 50HZ |  |  | Unknown | Unknown | Unknown | Call for Quote | Call for Quote
0M-93116 | S/A 1 HP 220V 50HZ |  |  | Unknown | Unknown | Unknown | Call for Quote | Call for Quote
0M-93117 | S/A 1 HP 220V 50HZ- PREMIUM EFFCNCY |  |  | Unknown | Unknown | Unknown | 1470 | 1249.5
0M-93121 | S/A 1 HP 208-230V 60HZ-PREM EFFCNCY |  |  | Unknown | Unknown | Unknown | 1470 | 1249.5
0M-93129 | S/A 1 HP 460V 60HZ PREMIUM EFFCNCY |  |  | Unknown | Unknown | Unknown | 1470 | 1249.5
0M-93140 | S/A 1-1/2HP 208-230V 60HZ-PRM EFNCY |  |  | Unknown | Unknown | Unknown | 1475 | 1253.75
0M-93141 | S/A 1-1/2HP 208-230V 60HZ- TEFC |  |  | Unknown | Unknown | Unknown | 1475 | 1253.75
0M-93146 | S/A 1-1/2 HP 460V 60HZ- PREM EFFNCY |  |  | Unknown | Unknown | Unknown | 1475 | 1253.75
0M-93147 | S/A 1-1/2 HP 460V 60HZ- TEFC |  |  | Unknown | Unknown | Unknown | 1475 | 1253.75
0M-93151 | S/A 3HP 220V 50HZ |  |  | Unknown | Unknown | Unknown | 1250 | 1062.5
0M-93154 | S/A 3HP 208-230V 60HZ |  |  | Unknown | Unknown | Unknown | 1230 | 1045.5
0M-93155 | S/A 3HP 208-230V 60HZ-PREM EFFNCY |  |  | Unknown | Unknown | Unknown | 1470 | 1249.5
0M-93157 | S/A 3HP 380-415V 50HZ |  |  | Unknown | Unknown | Unknown | 1230 | 1045.5
0M-93160 | S/A 3HP 460V 60HZ |  |  | Unknown | Unknown | Unknown | 1230 | 1045.5
0M-93161 | S/A 3HP 460V 60HZ-PREM EFFNCY |  |  | Unknown | Unknown | Unknown | 1470 | 1249.5
0M-93162 | S/A 3HP 460V 60HZ- TEFC |  |  | Unknown | Unknown | Unknown | Call for Quote | Call for Quote
0M-93163 | S/A 3HP 575V 60HZ |  |  | Unknown | Unknown | Unknown | 1230 | 1045.5
0M-93164 | S/A 3HP 575V 60HZ- PREM EFFNCY |  |  | Unknown | Unknown | Unknown | 1470 | 1249.5
0M-93165 | S/A 3HP 575V 60HZ- TEFC |  |  | Unknown | Unknown | Unknown | 1470 | 1249.5
0M-93166 | S/A 5HP 220V 50HZ |  |  | Unknown | Unknown | Unknown | 1230 | 1045.5
0M-93170 | S/A 5HP 208-230V 60HZ-PREM EFFNCY |  |  | Unknown | Unknown | Unknown | 1470 | 1249.5
0M-93171 | S/A 5HP 208-230V 60HZ- TEFC |  |  | Unknown | Unknown | Unknown | 1470 | 1249.5
0M-93172 | S/A 5HP 380-415V 50HZ |  |  | Unknown | Unknown | Unknown | 1230 | 1045.5
0M-93174 | S/A 5HP 380-415V 50HZ- TEFC |  |  | Unknown | Unknown | Unknown | 1470 | 1249.5
0M-93175 | S/A 5HP 460V 60HZ |  |  | Unknown | Unknown | Unknown | 1230 | 1045.5
0M-93176 | S/A 5HP 460V 60HZ-PREM EFFNCY |  |  | Unknown | Unknown | Unknown | 1470 | 1249.5
0M-93177 | S/A 5HP 460V 60HZ- TEFC |  |  | Unknown | Unknown | Unknown | 1470 | 1249.5
0M-93178 | S/A 5HP 575V 60HZ |  |  | Unknown | Unknown | Unknown | 1230 | 1045.5
0M-93179 | S/A 5HP 575V 60HZ- PREM EFFNCY |  |  | Unknown | Unknown | Unknown | 1470 | 1249.5
0M-93180 | S/A 5HP 575V 60HZ- TEFC |  |  | Unknown | Unknown | Unknown | Call for Quote | Call for Quote
0M-93187 | ASSY PNL CM15-20 ELEC BX |  |  | Unknown | Unknown | Unknown | Call for Quote | Call for Quote
0M-93191 | ASSY PNL CM25 S ELEC BX |  |  | Unknown | Unknown | Unknown | Call for Quote | Call for Quote
0M-93197 | S/A 5T W/G VLV/COIL 1 3WAY 350PSI |  |  | Unknown | Unknown | Unknown | 1545 | 1313.25
0M-93198 | S/A TC 8T W/G VLV/COIL 1 2WAY |  |  | Unknown | Unknown | Unknown | 1275 | 1083.75
0M-93199 | S/A TC 8T W/G VLV/COIL 1 3WAY |  |  | Unknown | Unknown | Unknown | 1615 | 1372.75
0M-93200 | S/A 8T W/G VLV/COIL 1 2WAY 350PSI |  |  | Unknown | Unknown | Unknown | 1810 | 1538.5
0M-93201 | S/A 8T W/G VLV/COIL 1 3WAY 350PSI |  |  | Unknown | Unknown | Unknown | 1975 | 1678.75
0M-93202 | S/A TC 10T W/G VLV/COIL 1-1/4 2WAY |  |  | Unknown | Unknown | Unknown | 1335 | 1134.75
0M-93203 | S/A TC 10T W/G VLV/COIL 1-1/4 3WAY |  |  | Unknown | Unknown | Unknown | 1675 | 1423.75
0M-93204 | S/A 10T WG VLV/CL 1-1/4 2WAY 350PSI |  |  | Unknown | Unknown | Unknown | 1975 | 1678.75
0M-93205 | S/A 10T WG VLV/CL 1-1/4 3WAY 350PSI |  |  | Unknown | Unknown | Unknown | 2045 | 1738.25
0M-93206 | S/A TC 5T COMMON REFRIGERATION |  |  | Unknown | Unknown | Unknown | Call for Quote | Call for Quote
0M-93208 | S/A TC 2T COMMON REFRIGERATION |  |  | Unknown | Unknown | Unknown | Call for Quote | Call for Quote
0M-93209 | S/A TC 8T COMMON REFRIGERATION |  |  | Unknown | Unknown | Unknown | Call for Quote | Call for Quote
0M-93213 | S/A TC 8-10T W/ BYPASS |  |  | Unknown | Unknown | Unknown | 531 | 451.35
0M-93214 | S/A TC 8-10T W/REM HI PRESS |  |  | Unknown | Unknown | Unknown | 380 | 323
0M-93215 | S/A TC 8-10T REM HI PRESS & BYPASS |  |  | Unknown | Unknown | Unknown | 906 | 770.1
0M-93216 | S/A TC AIRCOOLED RECEIVER 5X10 |  |  | Unknown | Unknown | Unknown | Call for Quote | Call for Quote
0M-93217 | S/A TC AIRCOOLED RECEIVER 6X18 |  |  | Unknown | Unknown | Unknown | Call for Quote | Call for Quote
0M-93218 | S/A TC REFRIGERANT W/PRESS GAGES |  |  | Unknown | Unknown | Unknown | Call for Quote | Call for Quote
0M-93225 | S/A TC 8-10T UF 7.5KW/1STG 208/230 |  |  | Unknown | Unknown | Unknown | 216 | 183.6
0M-93227 | S/A TC 8-10T UF 7.5KW/1STG 380/415 |  |  | Unknown | Unknown | Unknown | 216 | 183.6
0M-93229 | S/A TC 8-10T UF 7.5KW/1STG 460V |  |  | Unknown | Unknown | Unknown | 216 | 183.6
0M-93233 | S/A TC 8-10T DF 7.5KW/1STG 208/230 |  |  | Unknown | Unknown | Unknown | 216 | 183.6
0M-93235 | S/A TC 8-10T DF 7.5KW/1STG 380/415 |  |  | Unknown | Unknown | Unknown | 216 | 183.6
0M-93237 | S/A TC 8-10T DF 7.5KW/1STG 460V |  |  | Unknown | Unknown | Unknown | 216 | 183.6
0M-93239 | S/A TC 8-10T DF 7.5KW/1STG 575V |  |  | Unknown | Unknown | Unknown | 216 | 183.6
0M-93241 | S/A TC 8-10T UF 10KW/1STG 208/230 |  |  | Unknown | Unknown | Unknown | 276 | 234.6
0M-93243 | S/A TC 8-10T UF 10KW/1STG 380/415 |  |  | Unknown | Unknown | Unknown | 276 | 234.6
0M-93245 | S/A TC 8-10T UF 10KW/1STG 460V |  |  | Unknown | Unknown | Unknown | 276 | 234.6
0M-93247 | S/A TC 8-10T UF 10KW/1STG 575V |  |  | Unknown | Unknown | Unknown | 276 | 234.6
0M-93249 | S/A TC 8-10T DF 10KW/1STG 208/230 |  |  | Unknown | Unknown | Unknown | 276 | 234.6
0M-93251 | S/A TC 8-10T DF 10KW/1STG 380/415 |  |  | Unknown | Unknown | Unknown | 276 | 234.6
0M-93253 | S/A TC 8-10T DF 10KW/1STG 460V |  |  | Unknown | Unknown | Unknown | 276 | 234.6
0M-93255 | S/A TC 8-10T DF 10KW/1STG 575V |  |  | Unknown | Unknown | Unknown | 276 | 234.6
0M-93257 | S/A TC 8-10T UF 7.5KW/2STG 208/230 |  |  | Unknown | Unknown | Unknown | 236 | 200.6
0M-93259 | S/A TC 8-10T UF 7.5KW/2STG 380/415 |  |  | Unknown | Unknown | Unknown | 236 | 200.6
0M-93261 | S/A TC 8-10T UF 7.5KW/2STG 460V |  |  | Unknown | Unknown | Unknown | 236 | 200.6
0M-93263 | S/A TC 8-10T UF 7.5KW/2STG 575V |  |  | Unknown | Unknown | Unknown | 236 | 200.6
0M-93265 | S/A TC 8-10T DF 7.5KW/2STG 208/230 |  |  | Unknown | Unknown | Unknown | 236 | 200.6
0M-93267 | S/A TC 8-10T DF 7.5KW/2STG 380/415 |  |  | Unknown | Unknown | Unknown | 236 | 200.6
0M-93269 | S/A TC 8-10T DF 7.5KW/2STG 460V |  |  | Unknown | Unknown | Unknown | 236 | 200.6
0M-93271 | S/A TC 8-10T DF 7.5KW/2STG 575V |  |  | Unknown | Unknown | Unknown | 236 | 200.6
0M-93272 | S/A TC 5T UF 10KW/2STG 208/230 |  |  | Unknown | Unknown | Unknown | 306 | 260.1
0M-93273 | S/A TC 8-10 10KW/2STG 208/230 |  |  | Unknown | Unknown | Unknown | 306 | 260.1
0M-93274 | S/A TC 5T UF 10KW/2STG 380/415 |  |  | Unknown | Unknown | Unknown | 306 | 260.1
0M-93275 | S/A TC 8-10T UF 10KW/2STG 380/415 |  |  | Unknown | Unknown | Unknown | 306 | 260.1
0M-93276 | S/A TC 5T UF 10KW/2STG 460V |  |  | Unknown | Unknown | Unknown | 306 | 260.1
0M-93277 | S/A TC 8-10T UF 10KW/2STG 460V |  |  | Unknown | Unknown | Unknown | 306 | 260.1
0M-93278 | S/A TC 5T UF 10KW/2STG 575V |  |  | Unknown | Unknown | Unknown | 306 | 260.1
0M-93279 | S/A TC 8-10T UF 10KW/2STG 575V |  |  | Unknown | Unknown | Unknown | 306 | 260.1
0M-93280 | S/A TC 5T DF 10KW/2STG 208/230 |  |  | Unknown | Unknown | Unknown | 306 | 260.1
0M-93281 | S/A TC 8-10T DF 10KW/2STG 208/230 |  |  | Unknown | Unknown | Unknown | 306 | 260.1
0M-93282 | S/A TC 5T DF 10KW/2STG 380/415 |  |  | Unknown | Unknown | Unknown | 306 | 260.1
0M-93283 | S/A TC 8-10T DF 10KW/2STG 380/415 |  |  | Unknown | Unknown | Unknown | 306 | 260.1
0M-93284 | S/A TC 5T DF 10W/2STG 460V |  |  | Unknown | Unknown | Unknown | 306 | 260.1
0M-93285 | S/A TC 8-10T DF 10KW/2STG 460V |  |  | Unknown | Unknown | Unknown | 306 | 260.1
0M-93286 | S/A TC 5T DF 10KW/2STG 575V |  |  | Unknown | Unknown | Unknown | 306 | 260.1
0M-93287 | S/A TC 8-10T DF 10KW/2STG 575V |  |  | Unknown | Unknown | Unknown | 306 | 260.1
0M-93289 | S/A TC 10 TON COMPRESSOR 460V |  |  | Unknown | Unknown | Unknown | 6295 | 5350.75
0M-93292 | S/A TC CW 10-12T COIL/2-WAY VALVE |  |  | Unknown | Unknown | Unknown | 596 | 506.6
0M-93295 | S/A TCCW 10-12 COIL/SPRNG RTRN 2WAY |  |  | Unknown | Unknown | Unknown | 715 | 607.75
0M-93298 | S/A TC CW 10-12T COIL/3-WAY VALVE |  |  | Unknown | Unknown | Unknown | 931 | 791.35
0M-93301 | S/A TCCW 10-12 COIL/SPRNG RTRN 3WAY |  |  | Unknown | Unknown | Unknown | 1050 | 892.5
0M-93302 | S/A TC 10-12T 7.5KW/1STG 208/230 |  |  | Unknown | Unknown | Unknown | 216 | 183.6
0M-93306 | S/A TC 10-12T 7.5KW/1STG 460 |  |  | Unknown | Unknown | Unknown | 216 | 183.6
0M-93308 | S/A TC 10-12T 7.5KW/1STG 575V |  |  | Unknown | Unknown | Unknown | 216 | 183.6
0M-93310 | S/A TC 10-12T DF 7.5KW/1STG 208/230 |  |  | Unknown | Unknown | Unknown | 216 | 183.6
0M-93312 | S/A TC 10-12T DF 7.5KW/1STG 380/415 |  |  | Unknown | Unknown | Unknown | 216 | 183.6
0M-93314 | S/A TC 10-12T DF 7.5KW/1STG 460V |  |  | Unknown | Unknown | Unknown | 216 | 183.6
0M-93316 | S/A TC 10-12T DF 7.5KW/1STG 575V |  |  | Unknown | Unknown | Unknown | 216 | 183.6
0M-93317 | S/A TC 4-8T UF 10KW/1STG 208/230 |  |  | Unknown | Unknown | Unknown | 287 | 243.95
0M-93318 | S/A TC 10-12T UF 10KW/1STG 208/230 |  |  | Unknown | Unknown | Unknown | 276 | 234.6
0M-93319 | S/A TC 4-8T UF 10KW/1STG 380/415 |  |  | Unknown | Unknown | Unknown | 287 | 243.95
0M-93320 | S/A TC 10-12T UF 10KW/1STG 380/415 |  |  | Unknown | Unknown | Unknown | 276 | 234.6
0M-93321 | S/A TC 4-8T UF 10KW/1STG 460V |  |  | Unknown | Unknown | Unknown | 287 | 243.95
0M-93322 | S/A TC 10-12T UF 10KW/1STG 460V |  |  | Unknown | Unknown | Unknown | 276 | 234.6
0M-93323 | S/A TC 4-8T UF 10KW/1STG 575V |  |  | Unknown | Unknown | Unknown | 287 | 243.95
0M-93324 | S/A TC 10-12T UF 10KW/1STG 575V |  |  | Unknown | Unknown | Unknown | 276 | 234.6
0M-93325 | S/A TC 4-8T DF 10KW/1STG 208/230 |  |  | Unknown | Unknown | Unknown | 287 | 243.95
0M-93326 | S/A TC 10-12T DF 10KW/1STG 208/230 |  |  | Unknown | Unknown | Unknown | 276 | 234.6
0M-93327 | S/A TC 4-8T DF 10KW/1STG 380/415 |  |  | Unknown | Unknown | Unknown | 287 | 243.95
0M-93328 | S/A TC 10-12T DF 10KW/1STG 380/415 |  |  | Unknown | Unknown | Unknown | 276 | 234.6
0M-93329 | S/A TC 4-8T DF 10KW/1STG 460V |  |  | Unknown | Unknown | Unknown | 287 | 243.95
0M-93330 | S/A TC 10-12T DF 10KW/1STG 460V |  |  | Unknown | Unknown | Unknown | 276 | 234.6
0M-93331 | S/A TC 4-8T DF 10KW/1STG 575V |  |  | Unknown | Unknown | Unknown | 287 | 243.95
0M-93332 | S/A TC 10-12T DF 10KW/1STG 575V |  |  | Unknown | Unknown | Unknown | 276 | 234.6
0M-93334 | S/A TC 10-12T 7.5KW/2STG 208/230 |  |  | Unknown | Unknown | Unknown | 236 | 200.6
0M-93336 | S/A TC 10-12T 7.5KW/2STG 380/415 |  |  | Unknown | Unknown | Unknown | 236 | 200.6
0M-93338 | S/A TC 10-12T 7.5KW/2STG 460 |  |  | Unknown | Unknown | Unknown | 236 | 200.6
0M-93340 | S/A TC 10-12T 7.5KW/2STG 575V |  |  | Unknown | Unknown | Unknown | 236 | 200.6
0M-93342 | S/A TC 10-12T 7.5KW/2STG 208/230 |  |  | Unknown | Unknown | Unknown | 236 | 200.6
0M-93344 | S/A TC 10-12T DF 7.5KW/2STG 380/415 |  |  | Unknown | Unknown | Unknown | 236 | 200.6
0M-93346 | S/A TC 10-12T DF 7.5KW/2STG 460V |  |  | Unknown | Unknown | Unknown | 236 | 200.6
0M-93348 | S/A TC 10-12T DF 7.5KW/2STG 575V |  |  | Unknown | Unknown | Unknown | Call for Quote | Call for Quote
0M-93349 | S/A TC 4-8T UF 10KW/2STG 208/230 |  |  | Unknown | Unknown | Unknown | 501 | 425.85
0M-93350 | S/A TC 10-12T UF 10KW/2STG 208/230 |  |  | Unknown | Unknown | Unknown | 306 | 260.1
0M-93351 | S/A TC 6-8T UF 10KW/2STG 380/415 |  |  | Unknown | Unknown | Unknown | 501 | 425.85
0M-93352 | S/A TC 10-12T UF 10KW/2STG 380/415 |  |  | Unknown | Unknown | Unknown | 306 | 260.1
0M-93353 | S/A TC 6-8T UF 10KW/2STG 460V |  |  | Unknown | Unknown | Unknown | 501 | 425.85
0M-93354 | S/A TC 10-12T UF 10KW/2STG 460V |  |  | Unknown | Unknown | Unknown | 306 | 260.1
0M-93355 | S/A TC 6-8T 10KW/2STG 575V |  |  | Unknown | Unknown | Unknown | 501 | 425.85
0M-93356 | S/A TC 10-12T UF 10KW/2STG 575V |  |  | Unknown | Unknown | Unknown | 306 | 260.1
0M-93357 | S/A TC 6-8T DF 10KW/2STG 208/230 |  |  | Unknown | Unknown | Unknown | 501 | 425.85
0M-93358 | S/A TC 10-12T DF 10KW/2STG 208/230 |  |  | Unknown | Unknown | Unknown | 306 | 260.1
0M-93359 | S/A TC 6-8T DF 10KW/2STG 380/415 |  |  | Unknown | Unknown | Unknown | 501 | 425.85
0M-93360 | S/A TC 10-12 DF 10KW/2STG 380/415 |  |  | Unknown | Unknown | Unknown | 306 | 260.1
0M-93361 | S/A TC 6-8T DF 10KW/2STG 460V |  |  | Unknown | Unknown | Unknown | 501 | 425.85
0M-93362 | S/A TC 10-12T DF 10KW/2STG 460V |  |  | Unknown | Unknown | Unknown | 306 | 260.1
0M-93363 | S/A TC 6-8T DF 10KW/2STG 575V |  |  | Unknown | Unknown | Unknown | 501 | 425.85
0M-93364 | S/A TC 10-12 DF 10KW/2STG 575V |  |  | Unknown | Unknown | Unknown | 306 | 260.1
0M-93365 | S/A TC 4-8T HOTGAS REHEAT |  |  | Unknown | Unknown | Unknown | 666 | 566.1
0M-93366 | S/A TC 10-12T HOTGAS REHEAT |  |  | Unknown | Unknown | Unknown | 306 | 260.1
0M-93367 | S/A TC 4-8T HOTWATER RHT W/SOLENOID |  |  | Unknown | Unknown | Unknown | 886 | 753.1
0M-93368 | S/A TC 10-12T HOTWTR RHT W/SOLENOID |  |  | Unknown | Unknown | Unknown | 886 | 753.1
0M-93370 | S/A TC 10-12T HOTWTR RHT 2WAY MOD |  |  | Unknown | Unknown | Unknown | 999 | 849.15
0M-93372 | S/A TC 10-12T HOTWTR RHT 3WAY MOD |  |  | Unknown | Unknown | Unknown | 1115 | 947.75
0M-93374 | S/A TC 10-12T HTWTR RHT ON/OFF |  |  | Unknown | Unknown | Unknown | 886 | 753.1
0M-93376 | S/A TC 10-12T STEAM REHEAT |  |  | Unknown | Unknown | Unknown | 886 | 753.1
0M-93377 | S/A TC 4-8T SCR REHEAT- LOW VOLTAGE |  |  | Unknown | Unknown | Unknown | Call for Quote | Call for Quote
0M-93378 | S/A TC 10-12T SCR REHEAT-LOW VOLT |  |  | Unknown | Unknown | Unknown | Call for Quote | Call for Quote
0M-93379 | S/A TC 4-8T SCR REHEAT-HIGH VOLT |  |  | Unknown | Unknown | Unknown | Call for Quote | Call for Quote
0M-93380 | S/A TC 10-12T SCR REHEAT-HIGH VOLT |  |  | Unknown | Unknown | Unknown | Call for Quote | Call for Quote
0M-93393 | S/A TC 8-10T HOTGAS REHEAT |  |  | Unknown | Unknown | Unknown | 666 | 566.1
0M-93395 | S/A TC 8-10T HOTWTR REHEAT-SOLENOID |  |  | Unknown | Unknown | Unknown | 886 | 753.1
0M-93397 | S/A TC 8-10T HOTWTR RHT 2-WAY MOD |  |  | Unknown | Unknown | Unknown | 999 | 849.15
0M-93399 | S/A TC 8-10T HOTWTR RHT 3-WAY MOD |  |  | Unknown | Unknown | Unknown | 1115 | 947.75
0M-93401 | S/A TC 8-10T HOTWTR RHT ON/OFF |  |  | Unknown | Unknown | Unknown | 886 | 753.1
0M-93403 | S/A TC 8-10T STEAM REHEAT |  |  | Unknown | Unknown | Unknown | 886 | 753.1
0M-93405 | S/A TC 8-10T SCR REHEAT LOW VOLTAGE |  |  | Unknown | Unknown | Unknown | 1095 | 930.75
0M-93407 | S/A TC 8-10T SCR RHT HIGH VOLTAGE |  |  | Unknown | Unknown | Unknown | 1095 | 930.75
0M-93408 | S/A TC 2T W/G VLV/COIL 1/2 2WAY |  |  | Unknown | Unknown | Unknown | 825 | 701.25
0M-93409 | S/A TC 2T W/G VLV/COIL 1/2 3WAY |  |  | Unknown | Unknown | Unknown | 1160 | 986
0M-93410 | S/A 2T W/G VLV/COIL 1/2 2WAY 350PSI |  |  | Unknown | Unknown | Unknown | 1405 | 1194.25
0M-93411 | S/A 2T W/G VLV/COIL 1/2 3WAY 350PSI |  |  | Unknown | Unknown | Unknown | 1520 | 1292
0M-93416 | S/A TC 5T W/G VLV/COIL 1 2WAY |  |  | Unknown | Unknown | Unknown | 861 | 731.85
0M-93417 | S/A TC 5T W/G VLV/COIL 1 3WAY |  |  | Unknown | Unknown | Unknown | 1190 | 1011.5
0M-93418 | S/A 5T W/G VLV/COIL 1 2WAY 350PSI |  |  | Unknown | Unknown | Unknown | 1430 | 1215.5
0M-93419 | S/A TC 8-10T BRKT HOSE STMHD UF |  |  | Unknown | Unknown | Unknown | Call for Quote | Call for Quote
0M-93422 | S/A TC CW 10-12T BRKT HOSE STMHD DF |  |  | Unknown | Unknown | Unknown | 521 | 442.85
0M-93423 | S/A TC 8-10T BRKT HOSE STMHD DF |  |  | Unknown | Unknown | Unknown | Call for Quote | Call for Quote
0M-93427 | S/A TC 5LB HUMIDIFIER 380V |  |  | Unknown | Unknown | Unknown | 573 | 487.05
0M-93453 | CW100 BLOWER 15-11 UPFLOW |  |  | Unknown | Unknown | Unknown | Call for Quote | Call for Quote
0M-93465 | CM50-65 DUCTED 4ùù 65% FLTR DX |  |  | Unknown | Unknown | Unknown | 1405 | 1194.25
0M-101283 | VALVE 3WAY+STD.COIL(03AC)HDCV5200 |  |  | Unknown | Unknown | Unknown | Call for Quote | Call for Quote
0M-101284 | HDCV5200L 575V/60HZ ETL COMMON ASSY |  |  | Unknown | Unknown | Unknown | 65380 | 55573
0M-101285 | HDCV5200G 460V/60HZ ETL COMMON ASSY |  |  | Unknown | Unknown | Unknown | 63345 | 53843.25
0M-101287 | VALVE 2WAY+STD.COIL(03AB)HDCV5200 |  |  | Unknown | Unknown | Unknown | Call for Quote | Call for Quote
0M-101289 | NO VALVE+STD.COIL(03AA)HDCV5200 |  |  | Unknown | Unknown | Unknown | Call for Quote | Call for Quote
0M-815108 | G5 KAIC SCR KIT FOR 40-80 KVA |  |  | FSB SPARES | Unknown | Unknown | 2330 | 1980.5
0M-815479A-021 | ASSY WHIP 4WIRE 10AWG L14-30 21FT |  |  | 3PH POWER DISTRIBUTION | Unknown | Unknown | 253 | 215.05
0M-815479A-023 | ASSY WHIP 4WIRE 10AWG L14-30 23FT |  |  | 3PH POWER DISTRIBUTION | Unknown | Unknown | 259 | 220.15
0M-815479A-027 | ASSY WHIP 4WIRE 10AWG L14-30 27FT |  |  | 3PH POWER DISTRIBUTION | Unknown | Unknown | 273 | 232.05
0M-815480A-005 | ASSY WHIP 4WIRE 10AWG L15-30 5FT |  |  | 3PH POWER DISTRIBUTION | Unknown | Unknown | 157 | 133.45
0M-815480A-007 | ASSY WHIP 4WIRE 10AWG L15-30 7FT |  |  | 3PH POWER DISTRIBUTION | Unknown | Unknown | 164 | 139.4
0M-815480A-009 | ASSY WHIP 4WIRE 10AWG L15-30 9FT |  |  | 3PH POWER DISTRIBUTION | Unknown | Unknown | 171 | 145.35
0M-815480A-011 | ASSY WHIP 4WIRE 10AWG L15-30 11FT |  |  | 3PH POWER DISTRIBUTION | Unknown | Unknown | 181 | 153.85
0M-815480A-013 | ASSY WHIP 4WIRE 10AWG L15-30 13FT |  |  | 3PH POWER DISTRIBUTION | Unknown | Unknown | 189 | 160.65
0M-815480A-015 | ASSY WHIP 4WIRE 10AWG L15-30 15FT |  |  | 3PH POWER DISTRIBUTION | Unknown | Unknown | 196 | 166.6
0M-815480A-017 | ASSY WHIP 4WIRE 10AWG L15-30 17FT |  |  | 3PH POWER DISTRIBUTION | Unknown | Unknown | 204 | 173.4
0M-815480A-019 | ASSY WHIP 4WIRE 10AWG L15-30 19FT |  |  | 3PH POWER DISTRIBUTION | Unknown | Unknown | 211 | 179.35
0M-815480A-021 | ASSY WHIP 4WIRE 10AWG L15-30 21FT |  |  | 3PH POWER DISTRIBUTION | Unknown | Unknown | 218 | 185.3
0M-815480A-023 | ASSY WHIP 4WIRE 10AWG L15-30 23FT |  |  | 3PH POWER DISTRIBUTION | Unknown | Unknown | 226 | 192.1
0M-815480A-025 | ASSY WHIP 4WIRE 10AWG L15-30 25FT |  |  | 3PH POWER DISTRIBUTION | Unknown | Unknown | 233 | 198.05
0M-815480A-027 | ASSY WHIP 4WIRE 10AWG L15-30 27FT |  |  | 3PH POWER DISTRIBUTION | Unknown | Unknown | 241 | 204.85
0M-815480A-029 | ASSY WHIP 4WIRE 10AWG L15-30 29FT |  |  | 3PH POWER DISTRIBUTION | Unknown | Unknown | 248 | 210.8
0M-815480A-031 | ASSY WHIP 4WIRE 10AWG L15-30 31FT |  |  | 3PH POWER DISTRIBUTION | Unknown | Unknown | 258 | 219.3
0M-815480A-033 | ASSY WHIP 4WIRE 10AWG L15-30 33FT |  |  | 3PH POWER DISTRIBUTION | Unknown | Unknown | 268 | 227.8
0M-815480A-035 | ASSY WHIP 4WIRE 10AWG L15-30 35FT |  |  | 3PH POWER DISTRIBUTION | Unknown | Unknown | 258 | 219.3
0M-815480A-037 | ASSY WHIP 4WIRE 10AWG L15-30 37FT |  |  | 3PH POWER DISTRIBUTION | Unknown | Unknown | 265 | 225.25
0M-815480A-039 | ASSY WHIP 4WIRE 10AWG L15-30 39FT |  |  | 3PH POWER DISTRIBUTION | Unknown | Unknown | 273 | 232.05
0M-815481A-029 | ASSY WHIP 5WIRE 12AWG L21-20 29FT |  |  | 3PH POWER DISTRIBUTION | Unknown | Unknown | 270 | 229.5
0M-815481A-033 | ASSY WHIP 5WIRE 12AWG L21-20 33FT |  |  | 3PH POWER DISTRIBUTION | Unknown | Unknown | 285 | 242.25
0M-815481A-035 | ASSY WHIP 5WIRE 12AWG L21-20 35FT |  |  | 3PH POWER DISTRIBUTION | Unknown | Unknown | 362 | 307.7
0M-815481A-037 | ASSY WHIP 5WIRE 12AWG L21-20 37FT |  |  | 3PH POWER DISTRIBUTION | Unknown | Unknown | 300 | 255
0M-815481A-041 | ASSY WHIP 5WIRE 12AWG L21-20 41FT |  |  | 3PH POWER DISTRIBUTION | Unknown | Unknown | 315 | 267.75
0M-815481A-043 | ASSY WHIP 5WIRE 12AWG L21-20 43FT |  |  | 3PH POWER DISTRIBUTION | Unknown | Unknown | 322 | 273.7
0M-815481A-047 | ASSY WHIP 5WIRE 12AWG L21-20 47FT |  |  | 3PH POWER DISTRIBUTION | Unknown | Unknown | 337 | 286.45
0M-815481A-053 | ASSY WHIP 5WIRE 12AWG L21-20 53FT |  |  | 3PH POWER DISTRIBUTION | Unknown | Unknown | 362 | 307.7
0M-815482-057 | ASSY WHIP 5WIRE 10AWG L21-30 57FT |  |  | 3PH POWER DISTRIBUTION | Unknown | Unknown | 865 | 735.25
0M-815482-059 | ASSY WHIP 5WIRE 10AWG L21-30 59FT |  |  | 3PH POWER DISTRIBUTION | Unknown | Unknown | 806 | 685.1
0M-815482-061 | ASSY WHIP 5WIRE 10AWG L21-30 61FT |  |  | 3PH POWER DISTRIBUTION | Unknown | Unknown | 827 | 702.95
0M-815484A-005 | ASSY WHIP 3WIRE 12AWG L5-20 5FT |  |  | 3PH POWER DISTRIBUTION | Unknown | Unknown | 226 | 192.1
0M-815484A-007 | ASSY WHIP 3WIRE 12AWG L5-20 7FT |  |  | 3PH POWER DISTRIBUTION | Unknown | Unknown | 231 | 196.35
0M-815484A-013 | ASSY WHIP 3WIRE 12AWG L5-20 13FT |  |  | 3PH POWER DISTRIBUTION | Unknown | Unknown | 249 | 211.65
0M-815484A-019 | ASSY WHIP 3WIRE 12AWG L5-20 19FT |  |  | 3PH POWER DISTRIBUTION | Unknown | Unknown | 270 | 229.5
0M-815484A-023 | ASSY WHIP 3WIRE 12AWG L5-20 23FT |  |  | 3PH POWER DISTRIBUTION | Unknown | Unknown | 283 | 240.55
0M-815484A-027 | ASSY WHIP 3WIRE 12AWG L5-20 27FT |  |  | 3PH POWER DISTRIBUTION | Unknown | Unknown | 293 | 249.05
0M-815484A-029 | ASSY WHIP 3WIRE 12AWG L5-20 29FT |  |  | 3PH POWER DISTRIBUTION | Unknown | Unknown | 300 | 255
0M-815484A-031 | ASSY WHIP 3WIRE 12AWG L5-20 31FT |  |  | 3PH POWER DISTRIBUTION | Unknown | Unknown | 305 | 259.25
0M-815484A-033 | ASSY WHIP 3WIRE 12AWG L5-20 33FT |  |  | 3PH POWER DISTRIBUTION | Unknown | Unknown | 310 | 263.5
0M-815484A-035 | ASSY WHIP 3WIRE 12AWG L5-20 35FT |  |  | 3PH POWER DISTRIBUTION | Unknown | Unknown | 317 | 269.45
0M-815484A-037 | ASSY WHIP 3WIRE 12AWG L5-20 37FT |  |  | 3PH POWER DISTRIBUTION | Unknown | Unknown | 322 | 273.7
0M-815484A-039 | ASSY WHIP 3WIRE 12AWG L5-20 39FT |  |  | 3PH POWER DISTRIBUTION | Unknown | Unknown | 327 | 277.95
0M-815484A-041 | ASSY WHIP 3WIRE 12AWG L5-20 41FT |  |  | 3PH POWER DISTRIBUTION | Unknown | Unknown | 332 | 282.2
0M-815484A-043 | ASSY WHIP 3WIRE 12AWG L5-20 43FT |  |  | 3PH POWER DISTRIBUTION | Unknown | Unknown | 340 | 289
0M-815484A-045 | ASSY WHIP 3WIRE 12AWG L5-20 45FT |  |  | 3PH POWER DISTRIBUTION | Unknown | Unknown | 345 | 293.25
0M-815484A-047 | ASSY WHIP 3WIRE 12AWG L5-20 47FT |  |  | 3PH POWER DISTRIBUTION | Unknown | Unknown | 352 | 299.2
0M-815484A-049 | ASSY WHIP 3WIRE 12AWG L5-20 49FT |  |  | 3PH POWER DISTRIBUTION | Unknown | Unknown | 360 | 306
0M-815484A-051 | ASSY WHIP 3WIRE 12AWG L5-20 51FT |  |  | 3PH POWER DISTRIBUTION | Unknown | Unknown | 331 | 281.35
0M-815485A-005 | ASSY WHIP 3WIRE 10AWG L5-30 5FT |  |  | 3PH POWER DISTRIBUTION | Unknown | Unknown | 233 | 198.05
0M-815485A-007 | ASSY WHIP 3WIRE 10AWG L5-30 7FT. |  |  | 3PH POWER DISTRIBUTION | Unknown | Unknown | 238 | 202.3
0M-815485A-009 | ASSY WHIP 3WIRE 10AWG L5-30 9FT |  |  | 3PH POWER DISTRIBUTION | Unknown | Unknown | 246 | 209.1
0M-815485A-011 | ASSY WHIP 3WIRE 10AWG L5-30 11FT |  |  | 3PH POWER DISTRIBUTION | Unknown | Unknown | 251 | 213.35
0M-815485A-013 | ASSY WHIP 3WIRE 10AWG L5-30 13FT |  |  | 3PH POWER DISTRIBUTION | Unknown | Unknown | 258 | 219.3
0M-815485A-015 | ASSY WHIP 3WIRE 10AWG L5-30 15FT |  |  | 3PH POWER DISTRIBUTION | Unknown | Unknown | 268 | 227.8
0M-815485A-017 | ASSY WHIP 3WIRE 10AWG L5-30 17FT |  |  | 3PH POWER DISTRIBUTION | Unknown | Unknown | 273 | 232.05
0M-815485A-019 | ASSY WHIP 3WIRE 10AWG L5-30 19FT |  |  | 3PH POWER DISTRIBUTION | Unknown | Unknown | 278 | 236.3
0M-815485A-021 | ASSY WHIP 3WIRE 10AWG L5-30 21FT |  |  | 3PH POWER DISTRIBUTION | Unknown | Unknown | 283 | 240.55
0M-815485A-023 | ASSY WHIP 3WIRE 10AWG L5-30 23FT |  |  | 3PH POWER DISTRIBUTION | Unknown | Unknown | 290 | 246.5
0M-815485A-025 | ASSY WHIP 3WIRE 10AWG L5-30 25FT |  |  | 3PH POWER DISTRIBUTION | Unknown | Unknown | 295 | 250.75
0M-815485A-027 | ASSY WHIP 3WIRE 10AWG L5-30 27FT |  |  | 3PH POWER DISTRIBUTION | Unknown | Unknown | 300 | 255
0M-815485A-029 | ASSY WHIP 3WIRE 10AWG L5-30 29FT |  |  | 3PH POWER DISTRIBUTION | Unknown | Unknown | 308 | 261.8
0M-815485A-031 | ASSY WHIP 3WIRE 10AWG L5-30 31FT |  |  | 3PH POWER DISTRIBUTION | Unknown | Unknown | 312 | 265.2
0M-815485A-033 | ASSY WHIP 3WIRE 10AWG L5-30 33FT |  |  | 3PH POWER DISTRIBUTION | Unknown | Unknown | 289 | 245.65
0M-815485A-035 | ASSY WHIP 3WIRE 10AWG L5-30 35FT |  |  | 3PH POWER DISTRIBUTION | Unknown | Unknown | 325 | 276.25
0M-815485A-037 | ASSY WHIP 3WIRE 10AWG L5-30 37FT |  |  | 3PH POWER DISTRIBUTION | Unknown | Unknown | 330 | 280.5
0M-815485A-039 | ASSY WHIP 3WIRE 10AWG L5-30 39FT |  |  | 3PH POWER DISTRIBUTION | Unknown | Unknown | 304 | 258.4
0M-815485A-041 | ASSY WHIP 3WIRE 10AWG L5-30 41FT |  |  | 3PH POWER DISTRIBUTION | Unknown | Unknown | 309 | 262.65
0M-815485A-045 | ASSY WHIP 3WIRE 10AWG L5-30 45FT |  |  | 3PH POWER DISTRIBUTION | Unknown | Unknown | 322 | 273.7
0M-815485A-047 | ASSY WHIP 3WIRE 10AWG L5-30 47FT |  |  | 3PH POWER DISTRIBUTION | Unknown | Unknown | 327 | 277.95
0M-815486A-005 | ASSY WHIP 3WIRE 12AWG L6-15 5FT |  |  | FSB SPARES | Unknown | Unknown | 208 | 176.8
0M-815486A-049 | ASSY WHIP 3WIRE 12AWG L6-15 49FT |  |  | 3PH POWER DISTRIBUTION | Unknown | Unknown | 332 | 282.2
0M-815487A-005 | ASSY WHIP 3WIRE 12AWG L6-20 5FT |  |  | 3PH POWER DISTRIBUTION | Unknown | Unknown | 208 | 176.8
0M-815487A-007 | ASSY WHIP 3WIRE 12AWG L6-20 7FT |  |  | 3PH POWER DISTRIBUTION | Unknown | Unknown | 233 | 198.05
0M-815487A-009 | ASSY WHIP 3WIRE 12AWG L6-20 9FT |  |  | 3PH POWER DISTRIBUTION | Unknown | Unknown | 238 | 202.3
0M-815487A-011 | ASSY WHIP 3WIRE 12AWG L6-20 11FT |  |  | 3PH POWER DISTRIBUTION | Unknown | Unknown | 246 | 209.1
0M-815487A-013 | ASSY WHIP 3WIRE 12AWG L6-20 13FT |  |  | 3PH POWER DISTRIBUTION | Unknown | Unknown | 251 | 213.35
0M-815487A-015 | ASSY WHIP 3WIRE 12AWG L6-20 15FT |  |  | 3PH POWER DISTRIBUTION | Unknown | Unknown | 258 | 219.3
0M-815487A-017 | ASSY WHIP 3WIRE 12AWG L6-20 17FT |  |  | 3PH POWER DISTRIBUTION | Unknown | Unknown | 263 | 223.55
0M-815487A-019 | ASSY WHIP 3WIRE 12AWG L6-20 19FT |  |  | 3PH POWER DISTRIBUTION | Unknown | Unknown | 273 | 232.05
0M-815487A-021 | ASSY WHIP 3WIRE 12AWG L6-20 21FT |  |  | 3PH POWER DISTRIBUTION | Unknown | Unknown | 278 | 236.3
0M-815487A-023 | ASSY WHIP 3WIRE 12AWG L6-20 23FT |  |  | 3PH POWER DISTRIBUTION | Unknown | Unknown | 283 | 240.55
0M-815487A-025 | ASSY WHIP 3WIRE 12AWG L6-20 25FT |  |  | 3PH POWER DISTRIBUTION | Unknown | Unknown | 290 | 246.5
0M-815487A-027 | ASSY WHIP 3WIRE 12AWG L6-20 27FT |  |  | 3PH POWER DISTRIBUTION | Unknown | Unknown | 295 | 250.75
0M-815487A-029 | ASSY WHIP 3WIRE 12AWG L6-20 29FT |  |  | 3PH POWER DISTRIBUTION | Unknown | Unknown | 300 | 255
0M-815487A-031 | ASSY WHIP 3WIRE 12AWG L6-20 31FT |  |  | 3PH POWER DISTRIBUTION | Unknown | Unknown | 308 | 261.8
0M-815487A-035 | ASSY WHIP 3WIRE 12AWG L6-20 35FT |  |  | 3PH POWER DISTRIBUTION | Unknown | Unknown | 289 | 245.65
0M-815487A-037 | ASSY WHIP 3WIRE 12AWG L6-20 37FT |  |  | 3PH POWER DISTRIBUTION | Unknown | Unknown | 322 | 273.7
0M-815487A-039 | ASSY WHIP 3WIRE 12AWG L6-20 39FT |  |  | 3PH POWER DISTRIBUTION | Unknown | Unknown | 330 | 280.5
0M-815487A-043 | ASSY WHIP 3WIRE 12AWG L6-20 43FT |  |  | 3PH POWER DISTRIBUTION | Unknown | Unknown | 340 | 289
0M-815488A-005 | ASSY WHIP 3WIRE 10AWG L6-30 5FT |  |  | 3PH POWER DISTRIBUTION | Unknown | Unknown | 227 | 192.95
0M-815488A-007 | ASSY WHIP 3WIRE 10AWG L6-30 7FT |  |  | 3PH POWER DISTRIBUTION | Unknown | Unknown | 240 | 204
0M-815488A-009 | ASSY WHIP 3WIRE 10AWG L6-30 9FT |  |  | 3PH POWER DISTRIBUTION | Unknown | Unknown | 253 | 215.05
0M-815488A-011 | ASSY WHIP 3WIRE 10AWG L6-30 11FT |  |  | 3PH POWER DISTRIBUTION | Unknown | Unknown | 266 | 226.1
0M-815488A-013 | ASSY WHIP 3WIRE 10AWG L6-30 13FT |  |  | 3PH POWER DISTRIBUTION | Unknown | Unknown | 279 | 237.15
0M-815488A-015 | ASSY WHIP 3WIRE 10AWG L6-30 15FT |  |  | 3PH POWER DISTRIBUTION | Unknown | Unknown | 293 | 249.05
0M-815488A-017 | ASSY WHIP 3WIRE 10AWG L6-30 17FT |  |  | 3PH POWER DISTRIBUTION | Unknown | Unknown | 306 | 260.1
0M-815488A-019 | ASSY WHIP 3WIRE 10AWG L6-30 19FT |  |  | 3PH POWER DISTRIBUTION | Unknown | Unknown | 319 | 271.15
0M-815488A-021 | ASSY WHIP 3WIRE 10AWG L6-30 21FT |  |  | 3PH POWER DISTRIBUTION | Unknown | Unknown | 332 | 282.2
0M-815488A-023 | ASSY WHIP 3WIRE 10AWG L6-30 23FT |  |  | 3PH POWER DISTRIBUTION | Unknown | Unknown | 345 | 293.25
0M-815488A-025 | ASSY WHIP 3WIRE 10AWG L6-30 25FT |  |  | 3PH POWER DISTRIBUTION | Unknown | Unknown | 262 | 222.7
0M-815488A-027 | ASSY WHIP 3WIRE 10AWG L6-30 27FT |  |  | 3PH POWER DISTRIBUTION | Unknown | Unknown | 316 | 268.6
0M-815488A-029 | ASSY WHIP 3WIRE 10AWG L6-30 29FT |  |  | 3PH POWER DISTRIBUTION | Unknown | Unknown | 377 | 320.45
0M-815488A-031 | ASSY WHIP 3WIRE 10AWG L6-30 31FT |  |  | 3PH POWER DISTRIBUTION | Unknown | Unknown | 289 | 245.65
0M-815488A-033 | ASSY WHIP 3WIRE 10AWG L6-30 33FT |  |  | 3PH POWER DISTRIBUTION | Unknown | Unknown | 298 | 253.3
0M-815488A-035 | ASSY WHIP 3WIRE 10AWG L6-30 35FT |  |  | 3PH POWER DISTRIBUTION | Unknown | Unknown | 307 | 260.95
0M-815488A-037 | ASSY WHIP 3WIRE 10AWG L6-30 37FT |  |  | 3PH POWER DISTRIBUTION | Unknown | Unknown | 316 | 268.6
0M-815488A-039 | ASSY WHIP 3WIRE 10AWG L6-30 39FT |  |  | 3PH POWER DISTRIBUTION | Unknown | Unknown | 325 | 276.25
0M-815488A-041 | ASSY WHIP 3WIRE 10AWG L6-30 41FT |  |  | 3PH POWER DISTRIBUTION | Unknown | Unknown | 394 | 334.9
0M-815488A-043 | ASSY WHIP 3WIRE 10AWG L6-30 43FT |  |  | 3PH POWER DISTRIBUTION | Unknown | Unknown | 283 | 240.55
0M-815488A-045 | ASSY WHIP 3WIRE 10AWG L6-30 45FT |  |  | 3PH POWER DISTRIBUTION | Unknown | Unknown | 288 | 244.8
0M-815488A-047 | ASSY WHIP 3WIRE 10AWG L6-30 47FT |  |  | 3PH POWER DISTRIBUTION | Unknown | Unknown | 293 | 249.05
0M-815488A-049 | ASSY WHIP 3WIRE 10AWG L6-30 49FT |  |  | 3PH POWER DISTRIBUTION | Unknown | Unknown | 300 | 255
0M-815488A-051 | ASSY WHIP 3WIRE 10AWG L6-30 51FT |  |  | 3PH POWER DISTRIBUTION | Unknown | Unknown | 305 | 259.25
0M-815488A-053 | ASSY WHIP 3WIRE 10AWG L6-30 53FT |  |  | 3PH POWER DISTRIBUTION | Unknown | Unknown | 310 | 263.5
0M-815488A-055 | ASSY WHIP 3WIRE 10AWG L6-30 55FT |  |  | 3PH POWER DISTRIBUTION | Unknown | Unknown | 300 | 255
0M-815488A-057 | ASSY WHIP 3WIRE 10AWG L6-30 57FT |  |  | 3PH POWER DISTRIBUTION | Unknown | Unknown | 322 | 273.7
0M-815488A-059 | ASSY WHIP 3WIRE 10AWG L6-30 59FT |  |  | 3PH POWER DISTRIBUTION | Unknown | Unknown | 260 | 221
0M-815488A-061 | ASSY WHIP 3WIRE 10AWG L6-30 61FT |  |  | 3PH POWER DISTRIBUTION | Unknown | Unknown | 335 | 284.75
0M-815489-035 | ASSY WHIP 60A IEC309 35FT |  |  | 3PH POWER DISTRIBUTION | Unknown | Unknown | 1130 | 960.5
0M-815489-037 | ASSY WHIP 60A IEC309 37FT |  |  | 3PH POWER DISTRIBUTION | Unknown | Unknown | 1165 | 990.25
0M-815489-039 | ASSY WHIP 60A IEC309 39FT |  |  | 3PH POWER DISTRIBUTION | Unknown | Unknown | 1205 | 1024.25
0M-815489-041 | ASSY WHIP 60A IEC309 41FT |  |  | 3PH POWER DISTRIBUTION | Unknown | Unknown | 1240 | 1054
0M-815489-043 | ASSY WHIP 60A IEC309 43FT |  |  | 3PH POWER DISTRIBUTION | Unknown | Unknown | 1270 | 1079.5
0M-815489-045 | ASSY WHIP 60A IEC309 45FT |  |  | 3PH POWER DISTRIBUTION | Unknown | Unknown | 1310 | 1113.5
0M-815489-047 | ASSY WHIP 60A IEC309 47FT |  |  | 3PH POWER DISTRIBUTION | Unknown | Unknown | 1345 | 1143.25
0M-815489-049 | ASSY WHIP 60A IEC309 49FT |  |  | 3PH POWER DISTRIBUTION | Unknown | Unknown | 1385 | 1177.25
0M-815489-051 | ASSY WHIP 60A IEC309 51FT |  |  | 3PH POWER DISTRIBUTION | Unknown | Unknown | 1290 | 1096.5
0M-815489-053 | ASSY WHIP 60A IEC309 53FT |  |  | 3PH POWER DISTRIBUTION | Unknown | Unknown | 1455 | 1236.75
0M-815489-055 | ASSY WHIP 60A IEC309 55FT |  |  | 3PH POWER DISTRIBUTION | Unknown | Unknown | 1485 | 1262.25
0M-815489-057 | ASSY WHIP 60A IEC309 57FT |  |  | 3PH POWER DISTRIBUTION | Unknown | Unknown | 1525 | 1296.25
0M-815489-059 | ASSY WHIP 60A IEC309 59FT |  |  | 3PH POWER DISTRIBUTION | Unknown | Unknown | 1555 | 1321.75
0M-815489-061 | ASSY WHIP 60A IEC309 61FT |  |  | 3PH POWER DISTRIBUTION | Unknown | Unknown | 1590 | 1351.5
0M-816880 | 0M-ALCA0983X1P L GROUP1 (13 A C) |  |  | Unknown | Unknown | Unknown | 230 | 195.5
0M-816881 | 0M-ALCA0983X1P L GROUP1 (13 A C 02 A L) |  |  | Unknown | Unknown | Unknown | Call for Quote | Call for Quote
0M-816882 | 0M-ALCA1091X1P L GROUP 1 (13 AE) |  |  | Unknown | Unknown | Unknown | Call for Quote | Call for Quote
0M-816883 | 0M-ALCA1091X1P L GROUP 3 (13 AE 02 AL) |  |  | Unknown | Unknown | Unknown | Call for Quote | Call for Quote
0M-816884 | 0M-ALCA1216X1P L GROUP1 (13 AG) |  |  | Unknown | Unknown | Unknown | 223 | 189.55
0M-816885 | 0M-ALCA1216X1P L GROUP3 (13 AG 02 AL) |  |  | Unknown | Unknown | Unknown | Call for Quote | Call for Quote
0M-816886 | 0M-ALCA1254X1P L GROUP1 (13 AI) |  |  | Unknown | Unknown | Unknown | 232 | 197.2
0M-816887 | 0M-ALCA1254X1P L GROUP3 (13 AI 02 AL) |  |  | Unknown | Unknown | Unknown | Call for Quote | Call for Quote
0M-816888 | ELECT HEAT (1) STD. TU.2242-2542L (UL) |  |  | Unknown | Unknown | Unknown | 2295 | 1950.75
0M-816889 | ELECT HEAT SUMP(5)R410 TD/TU.2242L (UL) |  |  | Unknown | Unknown | Unknown | Call for Quote | Call for Quote
0M-816935 | 0M-ALCA0978X1P L GROUP1 (13 A C) |  |  | Unknown | Unknown | Unknown | 223 | 189.55
0M-816936 | 0M-ALCA0978X1P L GROUP1 (13 A C 02 A L) |  |  | Unknown | Unknown | Unknown | Call for Quote | Call for Quote
0M-816937 | 0M-ALCA1086X1P L GROUP 1 (13 AE) |  |  | Unknown | Unknown | Unknown | Call for Quote | Call for Quote
0M-816938 | 0M-ALCA1086X1P L GROUP 3 (13 AE 02 AL) |  |  | Unknown | Unknown | Unknown | Call for Quote | Call for Quote
0M-816939 | 0M-ALCA1211X1P L GROUP 1 (13 AG) |  |  | Unknown | Unknown | Unknown | 223 | 189.55
0M-816940 | 0M-ALCA1211X1P L GROUP 3 (13 AG 02 AG) |  |  | Unknown | Unknown | Unknown | Call for Quote | Call for Quote
0M-816941 | 0M-ALCA1249X1P L GROUP 1 (13 AI) |  |  | Unknown | Unknown | Unknown | 223 | 189.55
0M-816942 | 0M-ALCA1249X1P L GROUP 3 (13 AI 02 AI) |  |  | Unknown | Unknown | Unknown | Call for Quote | Call for Quote
0M-816970 | ELECT HEAT (1) STD. TD.2242-2542L (UL) |  |  | Unknown | Unknown | Unknown | 2295 | 1950.75
0M-816991 | FILTER (B)MERV13 TD.2222...3342 UL |  |  | UNIFLAIR ROOM COOLING | Unknown | Unknown | 223 | 189.55
0M-816999 | "LOCAL TERMNL PCO5+ MED(L)+TUL "T" DX F7" |  |  | UNIFLAIR ROOM COOLING | Unknown | Unknown | 968 | 822.8
0M-817076 | 0M-ALGF0415A1P L GROUP1 (03 AG) |  |  | Unknown | Unknown | Unknown | Call for Quote | Call for Quote
0M-817093 | 0M-ALGF0419A1P L GROUP1 (03 AG) |  |  | Unknown | Unknown | Unknown | Call for Quote | Call for Quote
0M-817094 | 0M-ALGF0420A1P L GROUP1 (03 AG) |  |  | Unknown | Unknown | Unknown | Call for Quote | Call for Quote
0M-817240 | 0M-ALGF0736A1P L GROUP1 (03 AI) |  |  | Unknown | Unknown | Unknown | 223 | 189.55
0M-817241 | 0M-ALGF0696A1P L GROUP1 (03 AH) |  |  | Unknown | Unknown | Unknown | 1815 | 1542.75
0M-817242 | 0M-ALGF0816A1P L GROUP1 (03 AJ) |  |  | Unknown | Unknown | Unknown | 1815 | 1542.75
0M-817244 | 0M-ALGF0737A1P L GROUP1 (03 AI) |  |  | Unknown | Unknown | Unknown | 402 | 341.7
0M-817245 | 0M-ALGF0697A1P L GROUP1 (03 AH) |  |  | Unknown | Unknown | Unknown | 2025 | 1721.25
0M-817246 | 0M-ALGF0817A1P L GROUP1 (03 AJ) |  |  | Unknown | Unknown | Unknown | 2025 | 1721.25
0M-817247 | 0M-ALGF0658A1P L GROUP1 (03 AG) |  |  | Unknown | Unknown | Unknown | Call for Quote | Call for Quote
0M-817248 | 0M-ALGF0698A1P L GROUP1 (03 AH) |  |  | Unknown | Unknown | Unknown | 2025 | 1721.25
0M-817249 | 0M-ALGF0818A1P L GROUP1 (03 AJ) |  |  | Unknown | Unknown | Unknown | 2025 | 1721.25
0M-817250 | 0M-ALGF0738A1P L GROUP1 (03 AI) |  |  | Unknown | Unknown | Unknown | 402 | 341.7
0M-817270 | CONTR.(02A2)PCO5+TUL GRAPH.HDCV F7-8 |  |  | Unknown | Unknown | Unknown | Call for Quote | Call for Quote
0M-817272 | NO VALVE+STD.COIL(03AA)HDCV4500 |  |  | Unknown | Unknown | Unknown | Call for Quote | Call for Quote
0M-817273 | VALVE 2WAY+STD.COIL(03AB)HDCV4500 |  |  | Unknown | Unknown | Unknown | Call for Quote | Call for Quote
0M-817274 | VALVE 3WAY+STD.COIL(03AC)HDCV4500 |  |  | Unknown | Unknown | Unknown | Call for Quote | Call for Quote
0M-817275 | NO VALVE+STD.COIL(03AA)HDCV5000 |  |  | Unknown | Unknown | Unknown | Call for Quote | Call for Quote
0M-817276 | VALVE 2WAY+STD.COIL(03AB)HDCV5000 |  |  | Unknown | Unknown | Unknown | Call for Quote | Call for Quote
0M-817277 | VALVE 3WAY+STD.COIL(03AC)HDCV5000 |  |  | Unknown | Unknown | Unknown | Call for Quote | Call for Quote
0M-817278 | CARP.(12AA)TOP SUCTION WHITE HDCV4500 |  |  | Unknown | Unknown | Unknown | Call for Quote | Call for Quote
0M-817279 | CARP.(12AA)TOP SUCTION WHITE HDCV5000 |  |  | Unknown | Unknown | Unknown | Call for Quote | Call for Quote
0M-817280 | CARP.(12AB)TOP SUCTION GREY HDCV4500 |  |  | Unknown | Unknown | Unknown | Call for Quote | Call for Quote
0M-817281 | CARP.(12AB)TOP SUCTION GREY HDCV5000 |  |  | Unknown | Unknown | Unknown | Call for Quote | Call for Quote
0M-817282 | CARP.(12AC)TOP SUCTION BLACK HDCV4500 |  |  | Unknown | Unknown | Unknown | Call for Quote | Call for Quote
0M-817283 | CARP.(12AC)TOP SUCTION BLACK HDCV5000 |  |  | Unknown | Unknown | Unknown | Call for Quote | Call for Quote
0M-817284 | CARP.(12AD)TOP SUCTION BLUE HDCV4500 |  |  | Unknown | Unknown | Unknown | Call for Quote | Call for Quote
0M-817285 | CARP.(12AD)TOP SUCTION BLUE HDCV5000 |  |  | Unknown | Unknown | Unknown | Call for Quote | Call for Quote
0M-817649 | VALVE 2WAY+STD.COIL HDCV4500 GR3 |  |  | Unknown | Unknown | Unknown | Call for Quote | Call for Quote
0M-817751 | ACC(11A6)SMOKE/FIRE RELAY HDCV4500-5000 |  |  | Unknown | Unknown | Unknown | 139 | 118.15
0M-818035 | 0M-ALGF0618A1P L GROUP1 (03 AG) |  |  | Unknown | Unknown | Unknown | Call for Quote | Call for Quote
0M-818071 | 0M-ALGF0439A1P L GROUP1 (03 AG) |  |  | Unknown | Unknown | Unknown | Call for Quote | Call for Quote
0M-818185 | 0M-ALCA1202X1P L GROUP 1 (13 AG) |  |  | Unknown | Unknown | Unknown | 230 | 195.5
0M-818186 | 0M-ALCA1240X1P L GROUP 1 (13 AI) |  |  | Unknown | Unknown | Unknown | 239 | 203.15
0M-818187 | 0M-ALCA1089X1P L GROUP1 (13 AE) |  |  | Unknown | Unknown | Unknown | Call for Quote | Call for Quote
0M-818188 | 0M-ALCA1077X1P L GROUP 1 (13 AE) |  |  | Unknown | Unknown | Unknown | Call for Quote | Call for Quote
0M-818546 | 0M-ALRD0621A1P L GROUP1 (09 AF) |  |  | Unknown | Unknown | Unknown | 1035 | 879.75
0M-818547 | 0M-ALRD0620A1P L GROUP1 (09 AE) |  |  | Unknown | Unknown | Unknown | 1035 | 879.75
0M-818573 | H.GAS REHT(E)TD.2242.3342(U-D)L R410A |  |  | Unknown | Unknown | Unknown | Call for Quote | Call for Quote
0M-818579 | H. GAS REHT(F)TD2242.3342(U-D+R) L R410A |  |  | Unknown | Unknown | Unknown | Call for Quote | Call for Quote
0M-818756 | H. GAS REHT(E)TD.DW1121 L (U-D) R410A UL |  |  | Unknown | Unknown | Unknown | 1070 | 909.5
0M-818757 | H. GAS REHT(F)TD.DW1121 L (U-D+R) R410A |  |  | Unknown | Unknown | Unknown | 1070 | 909.5
0M-ALAD0650A1P | DAMPER MOTORIZED (2) TD/TU CW F3 (UL) |  |  | Unknown | Unknown | Unknown | Call for Quote | Call for Quote
0M-ALAD0651A1P | DAMPER MOTORIZED (2) TD/TU CW F4 (UL) |  |  | Unknown | Unknown | Unknown | Call for Quote | Call for Quote
0M-ALAD0652A1P | DAMPER MOTORIZED (2) TD/TU CW F5 (UL) |  |  | Unknown | Unknown | Unknown | Call for Quote | Call for Quote
0M-ALAD0653A1P | DAMPER MOTORIZED (2) TD/TU CW F6 (UL) |  |  | Unknown | Unknown | Unknown | Call for Quote | Call for Quote
0M-ALAD0654A1P | DAMPER MOTORIZED (2) TD/TU CW F7 (UL) |  |  | Unknown | Unknown | Unknown | Call for Quote | Call for Quote
0M-ALAD0674X1P | DAMPER MOTORIZED (2) TD/TU DX F3 (UL) |  |  | Unknown | Unknown | Unknown | Call for Quote | Call for Quote
0M-ALAD0675X1P | DAMPER MOTORIZED (2) TD/TU DX F4 (UL) |  |  | Unknown | Unknown | Unknown | Call for Quote | Call for Quote
0M-ALAD0676X1P | DAMPER MOTORIZED (2) TD/TU DX F5 (UL) |  |  | Unknown | Unknown | Unknown | Call for Quote | Call for Quote
0M-ALAD0677X1P | DAMPER MOTORIZED (2) TD/TU DX F6 (UL) |  |  | Unknown | Unknown | Unknown | Call for Quote | Call for Quote
0M-ALAD0678X1P | DAMPER MOTORIZED (2) TD/TU DX F7 (UL) |  |  | Unknown | Unknown | Unknown | Call for Quote | Call for Quote
0M-ALAF0221A1P | PIPE - TUD-W0921 UL F/B SUC. DISCHARGE |  |  | Unknown | Unknown | Unknown | Call for Quote | Call for Quote
0M-ALAF0222A1P | PIPE - TUD-W0921 UL REAR SUC. DISCHARGE |  |  | Unknown | Unknown | Unknown | Call for Quote | Call for Quote
0M-ALCA0950X1P | PANEL (C) HIGH TDCV F3 BLU UL |  |  | Unknown | Unknown | Unknown | Call for Quote | Call for Quote
0M-ALCA0951X1P | PANEL(C) HIGH TDCV F4 BLU UL |  |  | Unknown | Unknown | Unknown | Call for Quote | Call for Quote
0M-ALCA0952X1P | PANEL (C) HIGH TDCV F5 BLU UL |  |  | Unknown | Unknown | Unknown | Call for Quote | Call for Quote
0M-ALCA0953X1P | PANEL (C) HIGH TDCV F6 BLU UL |  |  | Unknown | Unknown | Unknown | Call for Quote | Call for Quote
0M-ALCA0954X1P | PANEL (C) HIGH TDCV F7 BLU UL |  |  | Unknown | Unknown | Unknown | Call for Quote | Call for Quote
0M-ALCA0955X1P | PANEL (C) LOW TUCV F3 BLU UL |  |  | Unknown | Unknown | Unknown | Call for Quote | Call for Quote
0M-ALCA0956X1P | PANEL (C) LOW TUCV F4 BLU UL |  |  | Unknown | Unknown | Unknown | Call for Quote | Call for Quote
0M-ALCA0957X1P | PANEL (C) LOW TUCV F5 BLU UL |  |  | Unknown | Unknown | Unknown | Call for Quote | Call for Quote
0M-ALCA0958X1P | PANEL (C) LOW TUCV F6 BLU UL |  |  | Unknown | Unknown | Unknown | Call for Quote | Call for Quote
0M-ALCA0959X1P | PANEL (C) LOW TUCV F7 BLU UL |  |  | Unknown | Unknown | Unknown | Call for Quote | Call for Quote
0M-ALCA0960X1P | PANEL (C) FRONT TUCV F3 BLU UL |  |  | Unknown | Unknown | Unknown | Call for Quote | Call for Quote
0M-ALCA0961X1P | PANEL (C) FRONT TUCV F4 BLU UL |  |  | Unknown | Unknown | Unknown | Call for Quote | Call for Quote
0M-ALCA0962X1P | PANEL (C) FRONT TUCV F5 BLU UL |  |  | Unknown | Unknown | Unknown | Call for Quote | Call for Quote
0M-ALCA0963X1P | PANEL (C) FRONT TUCV F6 BLU UL |  |  | Unknown | Unknown | Unknown | Call for Quote | Call for Quote
0M-ALCA0964X1P | PANEL (C) FRONT TUCV F7 BLU UL |  |  | Unknown | Unknown | Unknown | Call for Quote | Call for Quote
0M-ALCA0966X1P | PANEL (C) BACK TUCV F4 BLU UL |  |  | Unknown | Unknown | Unknown | Call for Quote | Call for Quote
0M-ALCA0967X1P | PANEL (C) BACK TUCV F5 BLU UL |  |  | Unknown | Unknown | Unknown | Call for Quote | Call for Quote
0M-ALCA0968X1P | PANEL (C) BACK TUCV F6 BLU UL |  |  | Unknown | Unknown | Unknown | Call for Quote | Call for Quote
0M-ALCA0969X1P | PANEL (C) HIGH TD.DX F3 BLU UL |  |  | Unknown | Unknown | Unknown | Call for Quote | Call for Quote
0M-ALCA0970X1P | PANEL (C) HIGH TD.DX F4 BLU UL |  |  | Unknown | Unknown | Unknown | Call for Quote | Call for Quote
0M-ALCA0971X1P | PANEL (C) HIGH TD.DX F5 BLU UL |  |  | Unknown | Unknown | Unknown | Call for Quote | Call for Quote
0M-ALCA0972X1P | PANEL (C) HIGH TD.DX F6 BLU UL |  |  | Unknown | Unknown | Unknown | Call for Quote | Call for Quote
0M-ALCA0973X1P | PANEL (C) HIGH TD.DX F7 BLU UL |  |  | Unknown | Unknown | Unknown | Call for Quote | Call for Quote
0M-ALCA0974X1P | PANEL (C) LOW TU.DX F3 BL UL |  |  | Unknown | Unknown | Unknown | Call for Quote | Call for Quote
0M-ALCA0975X1P | PANEL (C) LOW TU.DX F4 BL UL |  |  | Unknown | Unknown | Unknown | Call for Quote | Call for Quote
0M-ALCA0976X1P | PANEL (C) LOW TU.DX F5 BL UL |  |  | Unknown | Unknown | Unknown | Call for Quote | Call for Quote
0M-ALCA0977X1P | PANEL (C) LOW TU.DX F6 BL UL |  |  | Unknown | Unknown | Unknown | Call for Quote | Call for Quote
0M-ALCA0978X1P | PANEL (C) LOW TU.DX F7 BL UL |  |  | Unknown | Unknown | Unknown | Call for Quote | Call for Quote
0M-ALCA0979X1P | PANEL (C) FRONT TU.DX F3 BL UL |  |  | Unknown | Unknown | Unknown | Call for Quote | Call for Quote
0M-ALCA0980X1P | PANEL (C) FRONT TU.DX F4 BL UL |  |  | Unknown | Unknown | Unknown | Call for Quote | Call for Quote
0M-ALCA0981X1P | PANEL (C) FRONT TU.DX F5 BL UL |  |  | Unknown | Unknown | Unknown | Call for Quote | Call for Quote
0M-ALCA0982X1P | PANEL (C) FRONT TU.DX F6 BL UL |  |  | Unknown | Unknown | Unknown | Call for Quote | Call for Quote
0M-ALCA0983X1P | PANEL (C) FRONT TU.DX F7 BL UL |  |  | Unknown | Unknown | Unknown | Call for Quote | Call for Quote
0M-ALCA0984X1P | PANEL (C) BACK TU.DX F3 BL UL |  |  | Unknown | Unknown | Unknown | Call for Quote | Call for Quote
0M-ALCA0985X1P | PANEL (C) BACK TU.DX F4 BL UL |  |  | Unknown | Unknown | Unknown | Call for Quote | Call for Quote
0M-ALCA0986X1P | PANEL (C) BACK TU.DX F5 BL UL |  |  | Unknown | Unknown | Unknown | Call for Quote | Call for Quote
0M-ALCA0987X1P | PANEL (C) BACK TU.DX F6 BL UL |  |  | Unknown | Unknown | Unknown | Call for Quote | Call for Quote
0M-ALCA1057X1P | PANEL-AL.(E) SUC.TOP TDCV F3 WHITE UL |  |  | Unknown | Unknown | Unknown | Call for Quote | Call for Quote
0M-ALCA1058X1P | PANEL-AL.(E) SUC.TOP TDCV F4 WHITE UL |  |  | Unknown | Unknown | Unknown | Call for Quote | Call for Quote
0M-ALCA1059X1P | PANEL-AL.(E) SUC.TOP TDCV F5 WHITE UL |  |  | Unknown | Unknown | Unknown | Call for Quote | Call for Quote
0M-ALCA1060X1P | PANEL-AL.(E) SUC.TOP TDCV F6 WHITE UL |  |  | Unknown | Unknown | Unknown | Call for Quote | Call for Quote
0M-ALCA1061X1P | PANEL-AL.(E) SUC.TOP TDCV F7 WHITE UL |  |  | Unknown | Unknown | Unknown | Call for Quote | Call for Quote
0M-ALCA1062X1P | PANEL-AL.(E) SUC.BOT. TUCV F3 WHITE UL |  |  | Unknown | Unknown | Unknown | Call for Quote | Call for Quote
0M-ALCA1063X1P | PANEL-AL.(E) SUC.BOT. TUCV F4 WHITE UL |  |  | Unknown | Unknown | Unknown | Call for Quote | Call for Quote
0M-ALCA1064X1P | PANEL-AL.(E) SUC.BOT. TUCV F5 WHITE UL |  |  | Unknown | Unknown | Unknown | Call for Quote | Call for Quote
0M-ALCA1065X1P | PANEL-AL.(E) SUC.BOT. TUCV F6 WHITE UL |  |  | Unknown | Unknown | Unknown | Call for Quote | Call for Quote
0M-ALCA1066X1P | PANEL-AL.(E) SUC.BOT. TUCV F7 WHITE UL |  |  | Unknown | Unknown | Unknown | Call for Quote | Call for Quote
0M-ALCA1067X1P | PANEL-AL.(E) FR.SUC. TUCV F3 WHITE UL |  |  | Unknown | Unknown | Unknown | Call for Quote | Call for Quote
0M-ALCA1068X1P | PANEL-AL.(E) FR.SUC. TUCV F4 WHITE UL |  |  | Unknown | Unknown | Unknown | Call for Quote | Call for Quote
0M-ALCA1069X1P | PANEL-AL.(E) FR.SUC. TUCV F5 WHITE UL |  |  | Unknown | Unknown | Unknown | Call for Quote | Call for Quote
0M-ALCA1070X1P | PANEL-AL.(E) FR.SUC. TUCV F6 WHITE UL |  |  | Unknown | Unknown | Unknown | Call for Quote | Call for Quote
0M-ALCA1071X1P | PANEL-AL.(E) FR.SUC. TUCV F7 WHITE UL |  |  | Unknown | Unknown | Unknown | Call for Quote | Call for Quote
0M-ALCA1072X1P | PANEL-AL.(E) BACK SUC.TUCV F3 WHITE UL |  |  | Unknown | Unknown | Unknown | Call for Quote | Call for Quote
0M-ALCA1073X1P | PANEL-AL.(E) BACK SUC.TUCV F4 WHITE UL |  |  | Unknown | Unknown | Unknown | Call for Quote | Call for Quote
0M-ALCA1074X1P | PANEL-AL.(E) BACK SUC.TUCV F5 WHITE UL |  |  | Unknown | Unknown | Unknown | Call for Quote | Call for Quote
0M-ALCA1075X1P | PANEL-AL.(E) BACK SUC.TUCV F6 WHITE UL |  |  | Unknown | Unknown | Unknown | Call for Quote | Call for Quote
0M-ALCA1077X1P | PANEL-AL.(E) TOP SUC. TD.DX F3 WHITE UL |  |  | Unknown | Unknown | Unknown | Call for Quote | Call for Quote
0M-ALCA1078X1P | PANEL-AL.(E) TOP SUC. TD.DX F4 WHITE UL |  |  | Unknown | Unknown | Unknown | Call for Quote | Call for Quote
0M-ALCA1079X1P | PANEL-AL.(E) TOP SUC. TD.DX F5 WHITE UL |  |  | Unknown | Unknown | Unknown | Call for Quote | Call for Quote
0M-ALCA1080X1P | PANEL-AL.(E) TOP SUC. TD.DX F6 WHITE UL |  |  | Unknown | Unknown | Unknown | Call for Quote | Call for Quote
0M-ALCA1081X1P | PANEL-AL.(E) TOP SUC. TD.DX F7 WHITE UL |  |  | Unknown | Unknown | Unknown | Call for Quote | Call for Quote
0M-ALCA1082X1P | PANEL-AL.(E) SUC.BOT. TU.DX F3 WHITE UL |  |  | Unknown | Unknown | Unknown | Call for Quote | Call for Quote
0M-ALCA1083X1P | PANEL-AL.(E) SUC.BOT. TU.DX F4 WHITE UL |  |  | Unknown | Unknown | Unknown | Call for Quote | Call for Quote
0M-ALCA1084X1P | PANEL-AL.(E) SUC.BOT. TU.DX F5 WHITE UL |  |  | Unknown | Unknown | Unknown | Call for Quote | Call for Quote
0M-ALCA1085X1P | PANEL-AL.(E) SUC.BOT. TU.DX F6 WHITE UL |  |  | Unknown | Unknown | Unknown | Call for Quote | Call for Quote
0M-ALCA1086X1P | PANEL-AL.(E) SUC.BOT. TU.DX F7 WHITE UL |  |  | Unknown | Unknown | Unknown | Call for Quote | Call for Quote
0M-ALCA1087X1P | PANEL-AL.(E) FR.SUC. TU.DX F3 WHITE UL |  |  | Unknown | Unknown | Unknown | Call for Quote | Call for Quote
0M-ALCA1088X1P | PANEL-AL.(E) FR.SUC. TU.DX F4 WHITE UL |  |  | Unknown | Unknown | Unknown | Call for Quote | Call for Quote
0M-ALCA1089X1P | PANEL-AL.(E) FR.SUC. TU.DX F5 WHITE UL |  |  | Unknown | Unknown | Unknown | Call for Quote | Call for Quote
0M-ALCA1090X1P | PANEL-AL.(E) FR.SUC. TU.DX F6 WHITE UL |  |  | Unknown | Unknown | Unknown | Call for Quote | Call for Quote
0M-ALCA1091X1P | PANEL-AL.(E) FR.SUC. TU.DX F7 WHITE UL |  |  | Unknown | Unknown | Unknown | Call for Quote | Call for Quote
0M-ALCA1092X1P | PANEL-AL.(E) BACK SUC.TU.DX F3 WHITE UL |  |  | Unknown | Unknown | Unknown | Call for Quote | Call for Quote
0M-ALCA1093X1P | PANEL-AL.(E) BACK SUC.TU.DX F4 WHITE UL |  |  | Unknown | Unknown | Unknown | Call for Quote | Call for Quote
0M-ALCA1094X1P | PANEL-AL.(E) BACK SUC.TU.DX F5 WHITE UL |  |  | Unknown | Unknown | Unknown | Call for Quote | Call for Quote
0M-ALCA1095X1P | PANEL-AL.(E) BACK SUC.TU.DX F6 WHITE UL |  |  | Unknown | Unknown | Unknown | Call for Quote | Call for Quote
0M-ALCA1183X1P | PANEL (G)CL.0 SUC.TOP TDCV F3 GREY UL |  |  | Unknown | Unknown | Unknown | Call for Quote | Call for Quote
0M-ALCA1184X1P | PANEL (G)CL.0 SUC.TOP TDCV F4 GREY UL |  |  | Unknown | Unknown | Unknown | Call for Quote | Call for Quote
0M-ALCA1185X1P | PANEL (G)CL.0 SUC.TOP TDCV F5 GREY UL |  |  | Unknown | Unknown | Unknown | Call for Quote | Call for Quote
0M-ALCA1186X1P | PANEL (G)CL.0 SUC.TOP TDCV F6 GREY UL |  |  | Unknown | Unknown | Unknown | Call for Quote | Call for Quote
0M-ALCA1187X1P | PANEL (G)CL.0 SUC.TOP TDCV F7 GREY UL |  |  | Unknown | Unknown | Unknown | Call for Quote | Call for Quote
0M-ALCA1189X1P | PANEL (G)CL.0 SUC.BOT. TUCV F4 GREY UL |  |  | Unknown | Unknown | Unknown | Call for Quote | Call for Quote
0M-ALCA1190X1P | PANEL (G)CL.0 SUC.BOT. TUCV F5 GREY UL |  |  | Unknown | Unknown | Unknown | Call for Quote | Call for Quote
0M-ALCA1191X1P | PANEL (G)CL.0 SUC.BOT. TUCV F6 GREY UL |  |  | Unknown | Unknown | Unknown | Call for Quote | Call for Quote
0M-ALCA1192X1P | PANEL (G)CL.0 SUC.BOT. TUCV F7 GREY UL |  |  | Unknown | Unknown | Unknown | Call for Quote | Call for Quote
0M-ALCA1193X1P | PANEL (G)CL.0 FR.SUC. TUCV F3 GREY UL |  |  | Unknown | Unknown | Unknown | Call for Quote | Call for Quote
0M-ALCA1194X1P | PANEL (G)CL.0 FR.SUC. TUCV F4 GREY UL |  |  | Unknown | Unknown | Unknown | Call for Quote | Call for Quote
0M-ALCA1195X1P | PANEL (G)CL.0 FR.SUC. TUCV F5 GREY UL |  |  | Unknown | Unknown | Unknown | Call for Quote | Call for Quote
0M-ALCA1196X1P | PANEL (G)CL.0 FR.SUC. TUCV F6 GREY UL |  |  | Unknown | Unknown | Unknown | Call for Quote | Call for Quote
0M-ALCA1197X1P | PANEL (G)CL.0 FR.SUC. TUCV F7 GREY UL |  |  | Unknown | Unknown | Unknown | Call for Quote | Call for Quote
0M-ALCA1198X1P | PANEL (G)CL.0 BACK SUC.TUCV F3 GREY UL |  |  | Unknown | Unknown | Unknown | Call for Quote | Call for Quote
0M-ALCA1199X1P | PANEL (G)CL.0 BACK SUC.TUCV F4 GREY UL |  |  | Unknown | Unknown | Unknown | Call for Quote | Call for Quote
0M-ALCA1200X1P | PANEL (G)CL.0 BACK SUC.TUCV F5 GREY UL |  |  | Unknown | Unknown | Unknown | Call for Quote | Call for Quote
0M-ALCA1201X1P | PANEL (G)CL.0 BACK SUC.TUCV F6 GREY UL |  |  | Unknown | Unknown | Unknown | Call for Quote | Call for Quote
0M-ALCA1202X1P | PANEL (G)CL.0 TOP SUC.TD.DX F3 GREY UL |  |  | Unknown | Unknown | Unknown | Call for Quote | Call for Quote
0M-ALCA1203X1P | PANEL (G)CL.0 TOP SUC.TD.DX F4 GREY UL |  |  | Unknown | Unknown | Unknown | Call for Quote | Call for Quote
0M-ALCA1204X1P | PANEL (G)CL.0 TOP SUC.TD.DX F5 GREY UL |  |  | Unknown | Unknown | Unknown | Call for Quote | Call for Quote
0M-ALCA1205X1P | PANEL (G)CL.0 TOP SUC.TD.DX F6 GREY UL |  |  | Unknown | Unknown | Unknown | Call for Quote | Call for Quote
0M-ALCA1206X1P | PANEL (G)CL.0 TOP SUC.TD.DX F7 GREY UL |  |  | Unknown | Unknown | Unknown | Call for Quote | Call for Quote
0M-ALCA1207X1P | PANEL (G)CL.0 SUC.BOT.TU.DX F3 GREY UL |  |  | Unknown | Unknown | Unknown | Call for Quote | Call for Quote
0M-ALCA1208X1P | PANEL (G)CL.0 SUC.BOT.TU.DX F4 GREY UL |  |  | Unknown | Unknown | Unknown | Call for Quote | Call for Quote
0M-ALCA1209X1P | PANEL (G)CL.0 SUC.BOT.TU.DX F5 GREY UL |  |  | Unknown | Unknown | Unknown | Call for Quote | Call for Quote
0M-ALCA1210X1P | PANEL (G)CL.0 SUC.BOT.TU.DX F6 GREY UL |  |  | Unknown | Unknown | Unknown | Call for Quote | Call for Quote
0M-ALCA1211X1P | PANEL (G)CL.0 SUC.BOT.TU.DX F7 GREY UL |  |  | Unknown | Unknown | Unknown | Call for Quote | Call for Quote
0M-ALCA1212X1P | PANEL (G)CL.0 FR.SUC. TU.DX F3 GREY UL |  |  | Unknown | Unknown | Unknown | Call for Quote | Call for Quote
0M-ALCA1213X1P | PANEL (G)CL.0 FR.SUC. TU.DX F4 GREY UL |  |  | Unknown | Unknown | Unknown | Call for Quote | Call for Quote
0M-ALCA1214X1P | PANEL (G)CL.0 FR.SUC. TU.DX F5 GREY UL |  |  | Unknown | Unknown | Unknown | Call for Quote | Call for Quote
0M-ALCA1215X1P | PANEL (G)CL.0 FR.SUC. TU.DX F6 GREY UL |  |  | Unknown | Unknown | Unknown | Call for Quote | Call for Quote
0M-ALCA1216X1P | PANEL (G)CL.0 FR.SUC. TU.DX F7 GREY UL |  |  | Unknown | Unknown | Unknown | Call for Quote | Call for Quote
0M-ALCA1217X1P | PANEL (G)CL.0 BACK SU.TU.DX F3 GREY UL |  |  | Unknown | Unknown | Unknown | Call for Quote | Call for Quote
0M-ALCA1218X1P | PANEL (G)CL.0 BACK SU.TU.DX F4 GREY UL |  |  | Unknown | Unknown | Unknown | Call for Quote | Call for Quote
0M-ALCA1219X1P | PANEL (G)CL.0 BACK SU.TU.DX F5 GREY UL |  |  | Unknown | Unknown | Unknown | Call for Quote | Call for Quote
0M-ALCA1220X1P | PANEL (G)CL.0 BACK SU.TU.DX F6 GREY UL |  |  | Unknown | Unknown | Unknown | Call for Quote | Call for Quote
0M-ALCA1221X1P | PANEL (I)CL.0 SUC.TOP TDCV F3 BLACK UL |  |  | Unknown | Unknown | Unknown | Call for Quote | Call for Quote
0M-ALCA1222X1P | PANEL (I)CL.0 SUC.TOP TDCV F4 BLACK UL |  |  | Unknown | Unknown | Unknown | Call for Quote | Call for Quote
0M-ALCA1223X1P | PANEL (I)CL.0 SUC.TOP TDCV F5 BLACK UL |  |  | Unknown | Unknown | Unknown | Call for Quote | Call for Quote
0M-ALCA1224X1P | PANEL (I)CL.0 SUC.TOP TDCV F6 BLACK UL |  |  | Unknown | Unknown | Unknown | Call for Quote | Call for Quote
0M-ALCA1225X1P | PANEL (I)CL.0 SUC.TOP TDCV F7 BLACK UL |  |  | Unknown | Unknown | Unknown | Call for Quote | Call for Quote
0M-ALCA1226X1P | PANEL (I)CL.0 SUC.BOT.TUCV F3 BLACK UL |  |  | Unknown | Unknown | Unknown | Call for Quote | Call for Quote
0M-ALCA1227X1P | PANEL (I)CL.0 SUC.BOT.TUCV F4 BLACK UL |  |  | Unknown | Unknown | Unknown | Call for Quote | Call for Quote
0M-ALCA1228X1P | PANEL (I)CL.0 SUC.BOT.TUCV F5 BLACK UL |  |  | Unknown | Unknown | Unknown | Call for Quote | Call for Quote
0M-ALCA1229X1P | PANEL (I)CL.0 SUC.BOT.TUCV F6 BLACK UL |  |  | Unknown | Unknown | Unknown | Call for Quote | Call for Quote
0M-ALCA1230X1P | PANEL (I)CL.0 SUC.BOT.TUCV F7 BLACK UL |  |  | Unknown | Unknown | Unknown | Call for Quote | Call for Quote
0M-ALCA1231X1P | PANEL (I)CL.0 FR.SUC. TUCV F3 BLACK UL |  |  | Unknown | Unknown | Unknown | Call for Quote | Call for Quote
0M-ALCA1232X1P | PANEL (I)CL.0 FR.SUC. TUCV F4 BLACK UL |  |  | Unknown | Unknown | Unknown | Call for Quote | Call for Quote
0M-ALCA1233X1P | PANEL (I)CL.0 FR.SUC. TUCV F5 BLACK UL |  |  | Unknown | Unknown | Unknown | Call for Quote | Call for Quote
0M-ALCA1234X1P | PANEL (I)CL.0 FR.SUC. TUCV F6 BLACK UL |  |  | Unknown | Unknown | Unknown | Call for Quote | Call for Quote
0M-ALCA1235X1P | PANEL (I)CL.0 FR.SUC. TUCV F7 BLACK UL |  |  | Unknown | Unknown | Unknown | Call for Quote | Call for Quote
0M-ALCA1236X1P | PANEL (I)CL.0 BACK SU.TUCV F3 BLACK UL |  |  | Unknown | Unknown | Unknown | Call for Quote | Call for Quote
0M-ALCA1237X1P | PANEL (I)CL.0 BACK SU.TUCV F4 BLACK UL |  |  | Unknown | Unknown | Unknown | Call for Quote | Call for Quote
0M-ALCA1238X1P | PANEL (I)CL.0 BACK SU.TUCV F5 BLACK UL |  |  | Unknown | Unknown | Unknown | Call for Quote | Call for Quote
0M-ALCA1239X1P | PANEL (I)CL.0 BACK SU.TUCV F6 BLACK UL |  |  | Unknown | Unknown | Unknown | Call for Quote | Call for Quote
0M-ALCA1240X1P | PANEL (I)CL.0 TOP SU.TD.DX F3 BLACK UL |  |  | Unknown | Unknown | Unknown | Call for Quote | Call for Quote
0M-ALCA1241X1P | PANEL (I)CL.0 TOP SU.TD.DX F4 BLACK UL |  |  | Unknown | Unknown | Unknown | Call for Quote | Call for Quote
0M-ALCA1242X1P | PANEL (I)CL.0 TOP SU.TD.DX F5 BLACK UL |  |  | Unknown | Unknown | Unknown | Call for Quote | Call for Quote
0M-ALCA1243X1P | PANEL (I)CL.0 TOP SU.TD.DX F6 BLACK UL |  |  | Unknown | Unknown | Unknown | Call for Quote | Call for Quote
0M-ALCA1244X1P | PANEL (I)CL.0 TOP SU.TD.DX F7 BLACK UL |  |  | Unknown | Unknown | Unknown | Call for Quote | Call for Quote
0M-ALCA1245X1P | PANEL (I)CL.0 SU.BOT.TU.DX F3 BLACK UL |  |  | Unknown | Unknown | Unknown | Call for Quote | Call for Quote
0M-ALCA1246X1P | PANEL (I)CL.0 SU.BOT.TU.DX F4 BLACK UL |  |  | Unknown | Unknown | Unknown | Call for Quote | Call for Quote
0M-ALCA1247X1P | PANEL (I)CL.0 SU.BOT.TU.DX F5 BLACK UL |  |  | Unknown | Unknown | Unknown | Call for Quote | Call for Quote
0M-ALCA1248X1P | PANEL (I)CL.0 SU.BOT.TU.DX F6 BLACK UL |  |  | Unknown | Unknown | Unknown | Call for Quote | Call for Quote
0M-ALCA1249X1P | PANEL (I)CL.0 SU.BOT.TU.DX F7 BLACK UL |  |  | Unknown | Unknown | Unknown | Call for Quote | Call for Quote
0M-ALCA1250X1P | PANEL (I)CL.0 FR.SUC.TU.DX F3 BLACK UL |  |  | Unknown | Unknown | Unknown | Call for Quote | Call for Quote
0M-ALCA1251X1P | PANEL (I)CL.0 FR.SUC.TU.DX F4 BLACK UL |  |  | Unknown | Unknown | Unknown | Call for Quote | Call for Quote
0M-ALCA1252X1P | PANEL (I)CL.0 FR.SUC.TU.DX F5 BLACK UL |  |  | Unknown | Unknown | Unknown | Call for Quote | Call for Quote
0M-ALCA1253X1P | PANEL (I)CL.0 FR.SUC.TU.DX F6 BLACK UL |  |  | Unknown | Unknown | Unknown | Call for Quote | Call for Quote
0M-ALCA1254X1P | PANEL (I)CL.0 FR.SUC.TU.DX F7 BLACK UL |  |  | Unknown | Unknown | Unknown | Call for Quote | Call for Quote
0M-ALCA1255X1P | PANEL (I)CL.0 BACK S.TU.DX F3 BLACK UL |  |  | Unknown | Unknown | Unknown | Call for Quote | Call for Quote
0M-ALCA1256X1P | PANEL (I)CL.0 BACK S.TU.DX F4 BLACK UL |  |  | Unknown | Unknown | Unknown | Call for Quote | Call for Quote
0M-ALCA1257X1P | PANEL (I)CL.0 BACK S.TU.DX F5 BLACK UL |  |  | Unknown | Unknown | Unknown | Call for Quote | Call for Quote
0M-ALCA1258X1P | PANEL (I)CL.0 BACK S.TU.DX F6 BLACK UL |  |  | Unknown | Unknown | Unknown | Call for Quote | Call for Quote
0M-ALDO0069X1P | DOCUMENTATION LEO CW 60HZ UL (15) |  |  | Unknown | Unknown | Unknown | Call for Quote | Call for Quote
0M-ALDO0071X1P | DOCUMENTATION LEO DX 60HZ UL (15) |  |  | Unknown | Unknown | Unknown | Call for Quote | Call for Quote
0M-ALF10605X1P | FRT AIR SUCT(1) TUCV0700 60HZ(UL) |  |  | Unknown | Unknown | Unknown | Call for Quote | Call for Quote
0M-ALF10606X1P | FRT AIR SUCT(1) TUCV1000-1200 60HZ(UL) |  |  | Unknown | Unknown | Unknown | Call for Quote | Call for Quote
0M-ALF10607X1P | FRT AIR SUCT(1) TUCV1700 60HZ(UL) |  |  | Unknown | Unknown | Unknown | Call for Quote | Call for Quote
0M-ALF10608X1P | FRT AIR SUCT(1) TUCV2500 60HZ(UL) |  |  | Unknown | Unknown | Unknown | Call for Quote | Call for Quote
0M-ALF10609X1P | FRT AIR SUCT(1) TUCV3400-4000 60HZ(UL) |  |  | Unknown | Unknown | Unknown | Call for Quote | Call for Quote
0M-ALF10610X1P | BTM AIR SUCT(2) TUCV0700 60HZ(UL) |  |  | Unknown | Unknown | Unknown | Call for Quote | Call for Quote
0M-ALF10611X1P | BTM AIR SUCT(2) TUCV1000-1200 60HZ(UL) |  |  | Unknown | Unknown | Unknown | Call for Quote | Call for Quote
0M-ALF10612X1P | BTM AIR SUCT(2) TUCV1700 60HZ(UL) |  |  | Unknown | Unknown | Unknown | Call for Quote | Call for Quote
0M-ALF10613X1P | BTM AIR SUCT(2) TUCV2500 60HZ(UL) |  |  | Unknown | Unknown | Unknown | Call for Quote | Call for Quote
0M-ALF10614X1P | BTM AIR SUCT(2) TUCV3400-4000 60HZ(UL) |  |  | Unknown | Unknown | Unknown | Call for Quote | Call for Quote
0M-ALF10615X1P | BACK AIR SUCT(3) TUCV0700 60HZ(UL) |  |  | Unknown | Unknown | Unknown | Call for Quote | Call for Quote
0M-ALF10616X1P | BACK AIR SUCT(3) TUCV1000-1200 60HZ(UL) |  |  | Unknown | Unknown | Unknown | Call for Quote | Call for Quote
0M-ALF10617X1P | BACK AIR SUCT(3) TUCV1700 60HZ(UL) |  |  | Unknown | Unknown | Unknown | Call for Quote | Call for Quote
0M-ALF10618X1P | BACK AIR SUCT(3) TUCV2500 60HZ(UL) |  |  | Unknown | Unknown | Unknown | Call for Quote | Call for Quote
0M-ALF10636X1P | FRT AIR SUCT(1) TU.A-W0511-0611 UL |  |  | Unknown | Unknown | Unknown | Call for Quote | Call for Quote
0M-ALF10637X1P | FRT AIR SUCT(1) TU.A-W0921 UL |  |  | Unknown | Unknown | Unknown | Call for Quote | Call for Quote
0M-ALF10638X1P | FRT AIR SUCT(1) TU.1121 UL |  |  | Unknown | Unknown | Unknown | Call for Quote | Call for Quote
0M-ALF10639X1P | FRT AIR SUCT(1) TU.1422...1822 UL |  |  | Unknown | Unknown | Unknown | Call for Quote | Call for Quote
0M-ALF10640X1P | FRT AIR SUCT(1) TU.2242...3342 UL |  |  | Unknown | Unknown | Unknown | Call for Quote | Call for Quote
0M-ALF10641X1P | BTM AIR SUCT(2) TU.A-W0511-0611 UL |  |  | Unknown | Unknown | Unknown | Call for Quote | Call for Quote
0M-ALF10642X1P | BTM AIR SUCT(2) TU.A-W0921 UL |  |  | Unknown | Unknown | Unknown | Call for Quote | Call for Quote
0M-ALF10643X1P | BTM AIR SUCT(2) TU.1121 UL |  |  | Unknown | Unknown | Unknown | Call for Quote | Call for Quote
0M-ALF10644X1P | BTM AIR SUCT(2) TU.1422...1822 UL |  |  | Unknown | Unknown | Unknown | Call for Quote | Call for Quote
0M-ALF10645X1P | BTM AIR SUCT(2) TU.2242...3342 UL |  |  | Unknown | Unknown | Unknown | Call for Quote | Call for Quote
0M-ALF10646X1P | BACK AIR SUCT(3) TU.A-W0511-0611 UL |  |  | Unknown | Unknown | Unknown | Call for Quote | Call for Quote
0M-ALF10647X1P | BACK AIR SUCT(3) TU.A-W0921 UL |  |  | Unknown | Unknown | Unknown | Call for Quote | Call for Quote
0M-ALF10648X1P | BACK AIR SUCT(3) TU.1121 UL |  |  | Unknown | Unknown | Unknown | Call for Quote | Call for Quote
0M-ALF10649X1P | BACK AIR SUCT(3) TU.1422...1822 UL |  |  | Unknown | Unknown | Unknown | Call for Quote | Call for Quote
0M-ALF10650X1P | FRT AIR SUCT(1) TU.D-E-T0511-0611 UL |  |  | Unknown | Unknown | Unknown | Call for Quote | Call for Quote
0M-ALF10651X1P | FRT AIR SUCT(1) TU.D-E-T0921 UL |  |  | Unknown | Unknown | Unknown | Call for Quote | Call for Quote
0M-ALF10654X1P | BTM AIR SUCT(2) TU.D-E-T0511-0611 UL |  |  | Unknown | Unknown | Unknown | Call for Quote | Call for Quote
0M-ALF10655X1P | BTM AIR SUCT(2) TU.D-E-T0921 UL |  |  | Unknown | Unknown | Unknown | Call for Quote | Call for Quote
0M-ALF10658X1P | BACK AIR SUCT(3) TU.D-E-T0511-0611 UL |  |  | Unknown | Unknown | Unknown | Call for Quote | Call for Quote
0M-ALF10659X1P | BACK AIR SUCT(3) TU.D-E-T0921 UL |  |  | Unknown | Unknown | Unknown | Call for Quote | Call for Quote
0M-ALGF0404A1P | REFRIG (G)R410A TDAV0511D (UL) |  |  | Unknown | Unknown | Unknown | Call for Quote | Call for Quote
0M-ALGF0405A1P | REFRIG (G)R410A TDAV0611D (UL) |  |  | Unknown | Unknown | Unknown | Call for Quote | Call for Quote
0M-ALGF0406A1P | REFRIG (G)R410A TDAV0921D (UL) |  |  | Unknown | Unknown | Unknown | Call for Quote | Call for Quote
0M-ALGF0407A1P | REFRIG (G)R410A TDAV1121D (UL) |  |  | Unknown | Unknown | Unknown | Call for Quote | Call for Quote
0M-ALGF0408A1P | REFRIG (G)R410A TDAV1422D (UL) |  |  | Unknown | Unknown | Unknown | Call for Quote | Call for Quote
0M-ALGF0409A1P | REFRIG (G)R410A TDAV1622D (UL) |  |  | Unknown | Unknown | Unknown | Call for Quote | Call for Quote
0M-ALGF0410A1P | REFRIG (G)R410A TDAV1822D (UL) |  |  | Unknown | Unknown | Unknown | Call for Quote | Call for Quote
0M-ALGF0414A1P | REFRIG (G)R410A TDAV0511G (UL) |  |  | Unknown | Unknown | Unknown | Call for Quote | Call for Quote
0M-ALGF0415A1P | REFRIG (G)R410A TDAV0611G (UL) |  |  | Unknown | Unknown | Unknown | Call for Quote | Call for Quote
0M-ALGF0416A1P | REFRIG (G)R410A TDAV0921G (UL) |  |  | Unknown | Unknown | Unknown | Call for Quote | Call for Quote
0M-ALGF0417A1P | REFRIG (G)R410A TDAV1121G (UL) |  |  | Unknown | Unknown | Unknown | Call for Quote | Call for Quote
0M-ALGF0418A1P | REFRIG (G)R410A TDAV1422G (UL) |  |  | Unknown | Unknown | Unknown | Call for Quote | Call for Quote
0M-ALGF0419A1P | REFRIG (G)R410A TDAV1622G (UL) |  |  | Unknown | Unknown | Unknown | Call for Quote | Call for Quote
0M-ALGF0420A1P | REFRIG (G)R410A TDAV1822G (UL) |  |  | Unknown | Unknown | Unknown | Call for Quote | Call for Quote
0M-ALGF0424A1P | REFRIG (G)R410A TUAV0511D (UL) |  |  | Unknown | Unknown | Unknown | Call for Quote | Call for Quote
0M-ALGF0425A1P | REFRIG (G)R410A TUAV0611D (UL) |  |  | Unknown | Unknown | Unknown | Call for Quote | Call for Quote
0M-ALGF0426A1P | REFRIG (G)R410A TUAV0921D (UL) |  |  | Unknown | Unknown | Unknown | Call for Quote | Call for Quote
0M-ALGF0427A1P | REFRIG (G)R410A TUAV1121D (UL) |  |  | Unknown | Unknown | Unknown | Call for Quote | Call for Quote
0M-ALGF0428A1P | REFRIG (G)R410A TUAV1422D (UL) |  |  | Unknown | Unknown | Unknown | Call for Quote | Call for Quote
0M-ALGF0429A1P | REFRIG (G)R410A TUAV1622D (UL) |  |  | Unknown | Unknown | Unknown | Call for Quote | Call for Quote
0M-ALGF0430A1P | REFRIG (G)R410A TUAV1822D (UL) |  |  | Unknown | Unknown | Unknown | Call for Quote | Call for Quote
0M-ALGF0434A1P | REFRIG (G)R410A TUAV0511G (UL) |  |  | Unknown | Unknown | Unknown | Call for Quote | Call for Quote
0M-ALGF0435A1P | REFRIG (G)R410A TUAV0611G (UL) |  |  | Unknown | Unknown | Unknown | Call for Quote | Call for Quote
0M-ALGF0436A1P | REFRIG (G)R410A TUAV0921G (UL) |  |  | Unknown | Unknown | Unknown | Call for Quote | Call for Quote
0M-ALGF0437A1P | REFRIG (G)R410A TUAV1121G (UL) |  |  | Unknown | Unknown | Unknown | Call for Quote | Call for Quote
0M-ALGF0438A1P | REFRIG (G)R410A TUAV1422G (UL) |  |  | Unknown | Unknown | Unknown | Call for Quote | Call for Quote
0M-ALGF0439A1P | REFRIG (G)R410A TUAV1622G (UL) |  |  | Unknown | Unknown | Unknown | Call for Quote | Call for Quote
0M-ALGF0440A1P | REFRIG (G)R410A TUAV1822G (UL) |  |  | Unknown | Unknown | Unknown | Call for Quote | Call for Quote
0M-ALGF0444A1P | REFRIG (G)R410A TDTV0511D (UL) |  |  | Unknown | Unknown | Unknown | Call for Quote | Call for Quote
0M-ALGF0445A1P | REFRIG (G)R410A TDTV0611D (UL) |  |  | Unknown | Unknown | Unknown | Call for Quote | Call for Quote
0M-ALGF0446A1P | REFRIG (G)R410A TDTV0921D (UL) |  |  | Unknown | Unknown | Unknown | Call for Quote | Call for Quote
0M-ALGF0447A1P | REFRIG (G)R410A TDTV1121D (UL) |  |  | Unknown | Unknown | Unknown | Call for Quote | Call for Quote
0M-ALGF0448A1P | REFRIG (G)R410A TDTV1422D (UL) |  |  | Unknown | Unknown | Unknown | Call for Quote | Call for Quote
0M-ALGF0449A1P | REFRIG (G)R410A TDTV1622D (UL) |  |  | Unknown | Unknown | Unknown | Call for Quote | Call for Quote
0M-ALGF0450A1P | REFRIG (G)R410A TDTV1822D (UL) |  |  | Unknown | Unknown | Unknown | Call for Quote | Call for Quote
0M-ALGF0454A1P | REFRIG (G)R410A TDTV0511G (UL) |  |  | Unknown | Unknown | Unknown | Call for Quote | Call for Quote
0M-ALGF0455A1P | REFRIG (G)R410A TDTV0611G (UL) |  |  | Unknown | Unknown | Unknown | Call for Quote | Call for Quote
0M-ALGF0456A1P | REFRIG (G)R410A TDTV0921G (UL) |  |  | Unknown | Unknown | Unknown | Call for Quote | Call for Quote
0M-ALGF0457A1P | REFRIG (G)R410A TDTV1121G (UL) |  |  | Unknown | Unknown | Unknown | Call for Quote | Call for Quote
0M-ALGF0458A1P | REFRIG (G)R410A TDTV1422G (UL) |  |  | Unknown | Unknown | Unknown | Call for Quote | Call for Quote
0M-ALGF0459A1P | REFRIG (G)R410A TDTV1622G (UL) |  |  | Unknown | Unknown | Unknown | Call for Quote | Call for Quote
0M-ALGF0460A1P | REFRIG (G)R410A TDTV1822G (UL) |  |  | Unknown | Unknown | Unknown | Call for Quote | Call for Quote
0M-ALGF0464A1P | REFRIG (G)R410A TUTV0511D (UL) |  |  | Unknown | Unknown | Unknown | Call for Quote | Call for Quote
0M-ALGF0465A1P | REFRIG (G)R410A TUTV0611D (UL) |  |  | Unknown | Unknown | Unknown | Call for Quote | Call for Quote
0M-ALGF0466A1P | REFRIG (G)R410A TUTV0921D (UL) |  |  | Unknown | Unknown | Unknown | Call for Quote | Call for Quote
0M-ALGF0467A1P | REFRIG (G)R410A TUTV1121D (UL) |  |  | Unknown | Unknown | Unknown | Call for Quote | Call for Quote
0M-ALGF0468A1P | REFRIG (G)R410A TUTV1422D (UL) |  |  | Unknown | Unknown | Unknown | Call for Quote | Call for Quote
0M-ALGF0469A1P | REFRIG (G)R410A TUTV1622D (UL) |  |  | Unknown | Unknown | Unknown | Call for Quote | Call for Quote
0M-ALGF0470A1P | REFRIG (G)R410A TUTV1822D (UL) |  |  | Unknown | Unknown | Unknown | Call for Quote | Call for Quote
0M-ALGF0474A1P | REFRIG (G)R410A TUTV0511G (UL) |  |  | Unknown | Unknown | Unknown | Call for Quote | Call for Quote
0M-ALGF0475A1P | REFRIG (G)R410A TUTV0611G (UL) |  |  | Unknown | Unknown | Unknown | Call for Quote | Call for Quote
0M-ALGF0476A1P | REFRIG (G)R410A TUTV0921G (UL) |  |  | Unknown | Unknown | Unknown | Call for Quote | Call for Quote
0M-ALGF0477A1P | REFRIG (G)R410A TUTV1121G (UL) |  |  | Unknown | Unknown | Unknown | Call for Quote | Call for Quote
0M-ALGF0478A1P | REFRIG (G)R410A TUTV1422G (UL) |  |  | Unknown | Unknown | Unknown | Call for Quote | Call for Quote
0M-ALGF0479A1P | REFRIG (G)R410A TUTV1622G (UL) |  |  | Unknown | Unknown | Unknown | Call for Quote | Call for Quote
0M-ALGF0480A1P | REFRIG (G)R410A TUTV1822G (UL) |  |  | Unknown | Unknown | Unknown | Call for Quote | Call for Quote
0M-ALGF0484A1P | REFRIG (G)R410A TDWV0511D (UL) |  |  | Unknown | Unknown | Unknown | Call for Quote | Call for Quote
0M-ALGF0485A1P | REFRIG (G)R410A TDWV0611D (UL) |  |  | Unknown | Unknown | Unknown | Call for Quote | Call for Quote
0M-ALGF0486A1P | REFRIG (G)R410A TDWV0921D (UL) |  |  | Unknown | Unknown | Unknown | Call for Quote | Call for Quote
0M-ALGF0487A1P | REFRIG (G)R410A TDWV1121D (UL) |  |  | Unknown | Unknown | Unknown | Call for Quote | Call for Quote
0M-ALGF0488A1P | REFRIG (G)R410A TDWV1422D (UL) |  |  | Unknown | Unknown | Unknown | Call for Quote | Call for Quote
0M-ALGF0489A1P | REFRIG (G)R410A TDWV1622D (UL) |  |  | Unknown | Unknown | Unknown | Call for Quote | Call for Quote
0M-ALGF0490A1P | REFRIG (G)R410A TDWV1822D (UL) |  |  | Unknown | Unknown | Unknown | Call for Quote | Call for Quote
0M-ALGF0494A1P | REFRIG (G)R410A TDWV0511G (UL) |  |  | Unknown | Unknown | Unknown | Call for Quote | Call for Quote
0M-ALGF0495A1P | REFRIG (G)R410A TDWV0611G (UL) |  |  | Unknown | Unknown | Unknown | Call for Quote | Call for Quote
0M-ALGF0496A1P | REFRIG (G)R410A TDWV0921G (UL) |  |  | Unknown | Unknown | Unknown | Call for Quote | Call for Quote
0M-ALGF0497A1P | REFRIG (G)R410A TDWV1121G (UL) |  |  | Unknown | Unknown | Unknown | Call for Quote | Call for Quote
0M-ALGF0498A1P | REFRIG (G)R410A TDWV1422G (UL) |  |  | Unknown | Unknown | Unknown | Call for Quote | Call for Quote
0M-ALGF0499A1P | REFRIG (G)R410A TDWV1622G (UL) |  |  | Unknown | Unknown | Unknown | Call for Quote | Call for Quote
0M-ALGF0500A1P | REFRIG (G)R410A TDWV1822G (UL) |  |  | Unknown | Unknown | Unknown | Call for Quote | Call for Quote
0M-ALGF0504A1P | REFRIG (G)R410A TUWV0511D (UL) |  |  | Unknown | Unknown | Unknown | Call for Quote | Call for Quote
0M-ALGF0505A1P | REFRIG (G)R410A TUWV0611D (UL) |  |  | Unknown | Unknown | Unknown | Call for Quote | Call for Quote
0M-ALGF0506A1P | REFRIG (G)R410A TUWV0921D (UL) |  |  | Unknown | Unknown | Unknown | Call for Quote | Call for Quote
0M-ALGF0507A1P | REFRIG (G)R410A TUWV1121D (UL) |  |  | Unknown | Unknown | Unknown | Call for Quote | Call for Quote
0M-ALGF0508A1P | REFRIG (G)R410A TUWV1422D (UL) |  |  | Unknown | Unknown | Unknown | Call for Quote | Call for Quote
0M-ALGF0509A1P | REFRIG (G)R410A TUWV1622D (UL) |  |  | Unknown | Unknown | Unknown | Call for Quote | Call for Quote
0M-ALGF0510A1P | REFRIG (G)R410A TUWV1822D (UL) |  |  | Unknown | Unknown | Unknown | Call for Quote | Call for Quote
0M-ALGF0514A1P | REFRIG (G)R410A TUWV0511G (UL) |  |  | Unknown | Unknown | Unknown | Call for Quote | Call for Quote
0M-ALGF0515A1P | REFRIG (G)R410A TUWV0611G (UL) |  |  | Unknown | Unknown | Unknown | Call for Quote | Call for Quote
0M-ALGF0516A1P | REFRIG (G)R410A TUWV0921G (UL) |  |  | Unknown | Unknown | Unknown | Call for Quote | Call for Quote
0M-ALGF0517A1P | REFRIG (G)R410A TUWV1121G (UL) |  |  | Unknown | Unknown | Unknown | Call for Quote | Call for Quote
0M-ALGF0518A1P | REFRIG (G)R410A TUWV1422G (UL) |  |  | Unknown | Unknown | Unknown | Call for Quote | Call for Quote
0M-ALGF0519A1P | REFRIG (G)R410A TUWV1622G (UL) |  |  | Unknown | Unknown | Unknown | Call for Quote | Call for Quote
0M-ALGF0520A1P | REFRIG (G)R410A TUWV1822G (UL) |  |  | Unknown | Unknown | Unknown | Call for Quote | Call for Quote
0M-ALGF0524A1P | REFRIG (H)R410A+V.PRESS. TDWV0511D (UL) |  |  | Unknown | Unknown | Unknown | Call for Quote | Call for Quote
0M-ALGF0525A1P | REFRIG (H)R410A+V.PRESS. TDWV0611D (UL) |  |  | Unknown | Unknown | Unknown | Call for Quote | Call for Quote
0M-ALGF0526A1P | REFRIG (H)R410A+V.PRESS. TDWV0921D (UL) |  |  | Unknown | Unknown | Unknown | Call for Quote | Call for Quote
0M-ALGF0527A1P | REFRIG (H)R410A+V.PRESS. TDWV1121D (UL) |  |  | Unknown | Unknown | Unknown | Call for Quote | Call for Quote
0M-ALGF0528A1P | REFRIG (H)R410A+V.PRESS. TDWV1422D (UL) |  |  | Unknown | Unknown | Unknown | Call for Quote | Call for Quote
0M-ALGF0529A1P | REFRIG (H)R410A+V.PRESS. TDWV1622D (UL) |  |  | Unknown | Unknown | Unknown | Call for Quote | Call for Quote
0M-ALGF0530A1P | REFRIG (H)R410A+V.PRESS. TDWV1822D (UL) |  |  | Unknown | Unknown | Unknown | Call for Quote | Call for Quote
0M-ALGF0534A1P | REFRIG (H)R410A+V.PRESS. TDWV0511G (UL) |  |  | Unknown | Unknown | Unknown | Call for Quote | Call for Quote
0M-ALGF0535A1P | REFRIG (H)R410A+V.PRESS. TDWV0611G (UL) |  |  | Unknown | Unknown | Unknown | Call for Quote | Call for Quote
0M-ALGF0536A1P | REFRIG (H)R410A+V.PRESS. TDWV0921G (UL) |  |  | Unknown | Unknown | Unknown | Call for Quote | Call for Quote
0M-ALGF0537A1P | REFRIG (H)R410A+V.PRESS. TDWV1121G (UL) |  |  | Unknown | Unknown | Unknown | Call for Quote | Call for Quote
0M-ALGF0538A1P | REFRIG (H)R410A+V.PRESS. TDWV1422G (UL) |  |  | Unknown | Unknown | Unknown | Call for Quote | Call for Quote
0M-ALGF0539A1P | REFRIG (H)R410A+V.PRESS. TDWV1622G (UL) |  |  | Unknown | Unknown | Unknown | Call for Quote | Call for Quote
0M-ALGF0540A1P | REFRIG (H)R410A+V.PRESS. TDWV1822G (UL) |  |  | Unknown | Unknown | Unknown | Call for Quote | Call for Quote
0M-ALGF0544A1P | REFRIG (H)R410A+V.PRESS. TUWV0511D (UL) |  |  | Unknown | Unknown | Unknown | Call for Quote | Call for Quote
0M-ALGF0545A1P | REFRIG (H)R410A+V.PRESS. TUWV0611D (UL) |  |  | Unknown | Unknown | Unknown | Call for Quote | Call for Quote
0M-ALGF0546A1P | REFRIG (H)R410A+V.PRESS. TUWV0921D (UL) |  |  | Unknown | Unknown | Unknown | Call for Quote | Call for Quote
0M-ALGF0547A1P | REFRIG (H)R410A+V.PRESS. TUWV1121D (UL) |  |  | Unknown | Unknown | Unknown | Call for Quote | Call for Quote
0M-ALGF0548A1P | REFRIG (H)R410A+V.PRESS. TUWV1422D (UL) |  |  | Unknown | Unknown | Unknown | Call for Quote | Call for Quote
0M-ALGF0549A1P | REFRIG (H)R410A+V.PRESS. TUWV1622D (UL) |  |  | Unknown | Unknown | Unknown | Call for Quote | Call for Quote
0M-ALGF0550A1P | REFRIG (H)R410A+V.PRESS. TUWV1822D (UL) |  |  | Unknown | Unknown | Unknown | Call for Quote | Call for Quote
0M-ALGF0554A1P | REFRIG (H)R410A+V.PRESS. TUWV0511G (UL) |  |  | Unknown | Unknown | Unknown | Call for Quote | Call for Quote
0M-ALGF0555A1P | REFRIG (H)R410A+V.PRESS. TUWV0611G (UL) |  |  | Unknown | Unknown | Unknown | Call for Quote | Call for Quote
0M-ALGF0556A1P | REFRIG (H)R410A+V.PRESS. TUWV0921G (UL) |  |  | Unknown | Unknown | Unknown | Call for Quote | Call for Quote
0M-ALGF0557A1P | REFRIG (H)R410A+V.PRESS. TUWV1121G (UL) |  |  | Unknown | Unknown | Unknown | Call for Quote | Call for Quote
0M-ALGF0558A1P | REFRIG (H)R410A+V.PRESS. TUWV1422G (UL) |  |  | Unknown | Unknown | Unknown | Call for Quote | Call for Quote
0M-ALGF0559A1P | REFRIG (H)R410A+V.PRESS. TUWV1622G (UL) |  |  | Unknown | Unknown | Unknown | Call for Quote | Call for Quote
0M-ALGF0560A1P | REFRIG (H)R410A+V.PRESS. TUWV1822G (UL) |  |  | Unknown | Unknown | Unknown | Call for Quote | Call for Quote
0M-ALGF0564A1P | REFRIG (I)R410A+REG.PRES. TDWV0511D (UL) |  |  | Unknown | Unknown | Unknown | Call for Quote | Call for Quote
0M-ALGF0565A1P | REFRIG (I)R410A+REG.PRES. TDWV0611D (UL) |  |  | Unknown | Unknown | Unknown | Call for Quote | Call for Quote
0M-ALGF0566A1P | REFRIG (I)R410A+REG.PRES. TDWV0921D (UL) |  |  | Unknown | Unknown | Unknown | Call for Quote | Call for Quote
0M-ALGF0567A1P | REFRIG (I)R410A+REG.PRES. TDWV1121D (UL) |  |  | Unknown | Unknown | Unknown | Call for Quote | Call for Quote
0M-ALGF0568A1P | REFRIG (I)R410A+REG.PRES. TDWV1422D (UL) |  |  | Unknown | Unknown | Unknown | Call for Quote | Call for Quote
0M-ALGF0569A1P | REFRIG (I)R410A+REG.PRES. TDWV1622D (UL) |  |  | Unknown | Unknown | Unknown | Call for Quote | Call for Quote
0M-ALGF0570A1P | REFRIG (I)R410A+REG.PRES. TDWV1822D (UL) |  |  | Unknown | Unknown | Unknown | Call for Quote | Call for Quote
0M-ALGF0574A1P | REFRIG (I)R410A+REG.PRES. TDWV0511G (UL) |  |  | Unknown | Unknown | Unknown | Call for Quote | Call for Quote
0M-ALGF0575A1P | REFRIG (I)R410A+REG.PRES. TDWV0611G (UL) |  |  | Unknown | Unknown | Unknown | Call for Quote | Call for Quote
0M-ALGF0576A1P | REFRIG (I)R410A+REG.PRES. TDWV0921G (UL) |  |  | Unknown | Unknown | Unknown | Call for Quote | Call for Quote
0M-ALGF0577A1P | REFRIG (I)R410A+REG.PRES. TDWV1121G (UL) |  |  | Unknown | Unknown | Unknown | Call for Quote | Call for Quote
0M-ALGF0578A1P | REFRIG (I)R410A+REG.PRES. TDWV1422G (UL) |  |  | Unknown | Unknown | Unknown | Call for Quote | Call for Quote
0M-ALGF0579A1P | REFRIG (I)R410A+REG.PRES. TDWV1622G (UL) |  |  | Unknown | Unknown | Unknown | Call for Quote | Call for Quote
0M-ALGF0580A1P | REFRIG (I)R410A+REG.PRES. TDWV1822G (UL) |  |  | Unknown | Unknown | Unknown | Call for Quote | Call for Quote
0M-ALGF0584A1P | REFRIG (I)R410A+REG.PRES. TUWV0511D (UL) |  |  | Unknown | Unknown | Unknown | Call for Quote | Call for Quote
0M-ALGF0585A1P | REFRIG (I)R410A+REG.PRES. TUWV0611D (UL) |  |  | Unknown | Unknown | Unknown | Call for Quote | Call for Quote
0M-ALGF0586A1P | REFRIG (I)R410A+REG.PRES. TUWV0921D (UL) |  |  | Unknown | Unknown | Unknown | Call for Quote | Call for Quote
0M-ALGF0587A1P | REFRIG (I)R410A+REG.PRES. TUWV1121D (UL) |  |  | Unknown | Unknown | Unknown | Call for Quote | Call for Quote
0M-ALGF0588A1P | REFRIG (I)R410A+REG.PRES. TUWV1422D (UL) |  |  | Unknown | Unknown | Unknown | Call for Quote | Call for Quote
0M-ALGF0589A1P | REFRIG (I)R410A+REG.PRES. TUWV1622D (UL) |  |  | Unknown | Unknown | Unknown | Call for Quote | Call for Quote
0M-ALGF0590A1P | REFRIG (I)R410A+REG.PRES. TUWV1822D (UL) |  |  | Unknown | Unknown | Unknown | Call for Quote | Call for Quote
0M-ALGF0594A1P | REFRIG (I)R410A+REG.PRES. TUWV0511G (UL) |  |  | Unknown | Unknown | Unknown | Call for Quote | Call for Quote
0M-ALGF0595A1P | REFRIG (I)R410A+REG.PRES. TUWV0611G (UL) |  |  | Unknown | Unknown | Unknown | Call for Quote | Call for Quote
0M-ALGF0596A1P | REFRIG (I)R410A+REG.PRES. TUWV0921G (UL) |  |  | Unknown | Unknown | Unknown | Call for Quote | Call for Quote
0M-ALGF0597A1P | REFRIG (I)R410A+REG.PRES. TUWV1121G (UL) |  |  | Unknown | Unknown | Unknown | Call for Quote | Call for Quote
0M-ALGF0598A1P | REFRIG (I)R410A+REG.PRES. TUWV1422G (UL) |  |  | Unknown | Unknown | Unknown | Call for Quote | Call for Quote
0M-ALGF0599A1P | REFRIG (I)R410A+REG.PRES. TUWV1622G (UL) |  |  | Unknown | Unknown | Unknown | Call for Quote | Call for Quote
0M-ALGF0600A1P | REFRIG (I)R410A+REG.PRES. TUWV1822G (UL) |  |  | Unknown | Unknown | Unknown | Call for Quote | Call for Quote
0M-ALGF0604A1P | REFRIG (G)R410A TDEV0511D (UL) |  |  | Unknown | Unknown | Unknown | Call for Quote | Call for Quote
0M-ALGF0605A1P | REFRIG (G)R410A TDEV0611D (UL) |  |  | Unknown | Unknown | Unknown | Call for Quote | Call for Quote
0M-ALGF0606A1P | REFRIG (G)R410A TDEV0921D (UL) |  |  | Unknown | Unknown | Unknown | Call for Quote | Call for Quote
0M-ALGF0607A1P | REFRIG (G)R410A TDEV1121D (UL) |  |  | Unknown | Unknown | Unknown | Call for Quote | Call for Quote
0M-ALGF0608A1P | REFRIG (G)R410A TDEV1422D (UL) |  |  | Unknown | Unknown | Unknown | Call for Quote | Call for Quote
0M-ALGF0609A1P | REFRIG (G)R410A TDEV1622D (UL) |  |  | Unknown | Unknown | Unknown | Call for Quote | Call for Quote
0M-ALGF0610A1P | REFRIG (G)R410A TDEV1822D (UL) |  |  | Unknown | Unknown | Unknown | Call for Quote | Call for Quote
0M-ALGF0614A1P | REFRIG (G)R410A TDEV0511G (UL) |  |  | Unknown | Unknown | Unknown | Call for Quote | Call for Quote
0M-ALGF0615A1P | REFRIG (G)R410A TDEV0611G (UL) |  |  | Unknown | Unknown | Unknown | Call for Quote | Call for Quote
0M-ALGF0616A1P | REFRIG (G)R410A TDEV0921G (UL) |  |  | Unknown | Unknown | Unknown | Call for Quote | Call for Quote
0M-ALGF0617A1P | REFRIG (G)R410A TDEV1121G (UL) |  |  | Unknown | Unknown | Unknown | Call for Quote | Call for Quote
0M-ALGF0618A1P | REFRIG (G)R410A TDEV1422G (UL) |  |  | Unknown | Unknown | Unknown | Call for Quote | Call for Quote
0M-ALGF0619A1P | REFRIG (G)R410A TDEV1622G (UL) |  |  | Unknown | Unknown | Unknown | Call for Quote | Call for Quote
0M-ALGF0620A1P | REFRIG (G)R410A TDEV1822G (UL) |  |  | Unknown | Unknown | Unknown | Call for Quote | Call for Quote
0M-ALGF0624A1P | REFRIG (G)R410A TUEV0511D (UL) |  |  | Unknown | Unknown | Unknown | Call for Quote | Call for Quote
0M-ALGF0625A1P | REFRIG (G)R410A TUEV0611D (UL) |  |  | Unknown | Unknown | Unknown | Call for Quote | Call for Quote
0M-ALGF0626A1P | REFRIG (G)R410A TUEV0921D (UL) |  |  | Unknown | Unknown | Unknown | Call for Quote | Call for Quote
0M-ALGF0627A1P | REFRIG (G)R410A TUEV1121D (UL) |  |  | Unknown | Unknown | Unknown | Call for Quote | Call for Quote
0M-ALGF0628A1P | REFRIG (G)R410A TUEV1422D (UL) |  |  | Unknown | Unknown | Unknown | Call for Quote | Call for Quote
0M-ALGF0629A1P | REFRIG (G)R410A TUEV1622D (UL) |  |  | Unknown | Unknown | Unknown | Call for Quote | Call for Quote
0M-ALGF0630A1P | REFRIG (G)R410A TUEV1822D (UL) |  |  | Unknown | Unknown | Unknown | Call for Quote | Call for Quote
0M-ALGF0634A1P | REFRIG (G)R410A TUEV0511G (UL) |  |  | Unknown | Unknown | Unknown | Call for Quote | Call for Quote
0M-ALGF0635A1P | REFRIG (G)R410A TUEV0611G (UL) |  |  | Unknown | Unknown | Unknown | Call for Quote | Call for Quote
0M-ALGF0636A1P | REFRIG (G)R410A TUEV0921G (UL) |  |  | Unknown | Unknown | Unknown | Call for Quote | Call for Quote
0M-ALGF0637A1P | REFRIG (G)R410A TUEV1121G (UL) |  |  | Unknown | Unknown | Unknown | Call for Quote | Call for Quote
0M-ALGF0638A1P | REFRIG (G)R410A TUEV1422G (UL) |  |  | Unknown | Unknown | Unknown | Call for Quote | Call for Quote
0M-ALGF0639A1P | REFRIG (G)R410A TUEV1622G (UL) |  |  | Unknown | Unknown | Unknown | Call for Quote | Call for Quote
0M-ALGF0640A1P | REFRIG (G)R410A TUEV1822G (UL) |  |  | Unknown | Unknown | Unknown | Call for Quote | Call for Quote
0M-ALGF0644A1P | REFRIG (G)R410A TDDV0511D (UL) |  |  | Unknown | Unknown | Unknown | Call for Quote | Call for Quote
0M-ALGF0645A1P | REFRIG (G)R410A TDDV0611D (UL) |  |  | Unknown | Unknown | Unknown | Call for Quote | Call for Quote
0M-ALGF0646A1P | REFRIG (G)R410A TDDV0921D (UL) |  |  | Unknown | Unknown | Unknown | Call for Quote | Call for Quote
0M-ALGF0647A1P | REFRIG (G)R410A TDDV1121D (UL) |  |  | Unknown | Unknown | Unknown | Call for Quote | Call for Quote
0M-ALGF0648A1P | REFRIG (G)R410A TDDV1422D (UL) |  |  | Unknown | Unknown | Unknown | Call for Quote | Call for Quote
0M-ALGF0649A1P | REFRIG (G)R410A TDDV1622D (UL) |  |  | Unknown | Unknown | Unknown | Call for Quote | Call for Quote
0M-ALGF0650A1P | REFRIG (G)R410A TDDV1822D (UL) |  |  | Unknown | Unknown | Unknown | Call for Quote | Call for Quote
0M-ALGF0654A1P | REFRIG (G)R410A TDDV0511G (UL) |  |  | Unknown | Unknown | Unknown | Call for Quote | Call for Quote
0M-ALGF0655A1P | REFRIG (G)R410A TDDV0611G (UL) |  |  | Unknown | Unknown | Unknown | Call for Quote | Call for Quote
0M-ALGF0656A1P | REFRIG (G)R410A TDDV0921G (UL) |  |  | Unknown | Unknown | Unknown | Call for Quote | Call for Quote
0M-ALGF0657A1P | REFRIG (G)R410A TDDV1121G (UL) |  |  | Unknown | Unknown | Unknown | Call for Quote | Call for Quote
0M-ALGF0658A1P | REFRIG (G)R410A TDDV1422G (UL) |  |  | Unknown | Unknown | Unknown | Call for Quote | Call for Quote
0M-ALGF0659A1P | REFRIG (G)R410A TDDV1622G (UL) |  |  | Unknown | Unknown | Unknown | Call for Quote | Call for Quote
0M-ALGF0660A1P | REFRIG (G)R410A TDDV1822G (UL) |  |  | Unknown | Unknown | Unknown | Call for Quote | Call for Quote
0M-ALGF0664A1P | REFRIG (G)R410A TUDV0511D (UL) |  |  | Unknown | Unknown | Unknown | Call for Quote | Call for Quote
0M-ALGF0665A1P | REFRIG (G)R410A TUDV0611D (UL) |  |  | Unknown | Unknown | Unknown | Call for Quote | Call for Quote
0M-ALGF0666A1P | REFRIG (G)R410A TUDV0921D (UL) |  |  | Unknown | Unknown | Unknown | Call for Quote | Call for Quote
0M-ALGF0667A1P | REFRIG (G)R410A TUDV1121D (UL) |  |  | Unknown | Unknown | Unknown | Call for Quote | Call for Quote
0M-ALGF0668A1P | REFRIG (G)R410A TUDV1422D (UL) |  |  | Unknown | Unknown | Unknown | Call for Quote | Call for Quote
0M-ALGF0669A1P | REFRIG (G)R410A TUDV1622D (UL) |  |  | Unknown | Unknown | Unknown | Call for Quote | Call for Quote
0M-ALGF0670A1P | REFRIG (G)R410A TUDV1822D (UL) |  |  | Unknown | Unknown | Unknown | Call for Quote | Call for Quote
0M-ALGF0674A1P | REFRIG (G)R410A TUDV0511G (UL) |  |  | Unknown | Unknown | Unknown | Call for Quote | Call for Quote
0M-ALGF0675A1P | REFRIG (G)R410A TUDV0611G (UL) |  |  | Unknown | Unknown | Unknown | Call for Quote | Call for Quote
0M-ALGF0676A1P | REFRIG (G)R410A TUDV0921G (UL) |  |  | Unknown | Unknown | Unknown | Call for Quote | Call for Quote
0M-ALGF0677A1P | REFRIG (G)R410A TUDV1121G (UL) |  |  | Unknown | Unknown | Unknown | Call for Quote | Call for Quote
0M-ALGF0678A1P | REFRIG (G)R410A TUDV1422G (UL) |  |  | Unknown | Unknown | Unknown | Call for Quote | Call for Quote
0M-ALGF0679A1P | REFRIG (G)R410A TUDV1622G (UL) |  |  | Unknown | Unknown | Unknown | Call for Quote | Call for Quote
0M-ALGF0680A1P | REFRIG (G)R410A TUDV1822G (UL) |  |  | Unknown | Unknown | Unknown | Call for Quote | Call for Quote
0M-ALGF0684A1P | REFRIG (H)R410A+V.PRESS. TDDV0511D (UL) |  |  | Unknown | Unknown | Unknown | Call for Quote | Call for Quote
0M-ALGF0685A1P | REFRIG (H)R410A+V.PRESS. TDDV0611D (UL) |  |  | Unknown | Unknown | Unknown | Call for Quote | Call for Quote
0M-ALGF0686A1P | REFRIG (H)R410A+V.PRESS. TDDV0921D (UL) |  |  | Unknown | Unknown | Unknown | Call for Quote | Call for Quote
0M-ALGF0687A1P | REFRIG (H)R410A+V.PRESS. TDDV1121D (UL) |  |  | Unknown | Unknown | Unknown | Call for Quote | Call for Quote
0M-ALGF0688A1P | REFRIG (H)R410A+V.PRESS. TDDV1422D (UL) |  |  | Unknown | Unknown | Unknown | Call for Quote | Call for Quote
0M-ALGF0689A1P | REFRIG (H)R410A+V.PRESS. TDDV1622D (UL) |  |  | Unknown | Unknown | Unknown | Call for Quote | Call for Quote
0M-ALGF0690A1P | REFRIG (H)R410A+V.PRESS. TDDV1822D (UL) |  |  | Unknown | Unknown | Unknown | Call for Quote | Call for Quote
0M-ALGF0694A1P | REFRIG (H)R410A+V.PRESS. TDDV0511G (UL) |  |  | Unknown | Unknown | Unknown | Call for Quote | Call for Quote
0M-ALGF0695A1P | REFRIG (H)R410A+V.PRESS. TDDV0611G (UL) |  |  | Unknown | Unknown | Unknown | Call for Quote | Call for Quote
0M-ALGF0696A1P | REFRIG (H)R410A+V.PRESS. TDDV0921G (UL) |  |  | Unknown | Unknown | Unknown | Call for Quote | Call for Quote
0M-ALGF0697A1P | REFRIG (H)R410A+V.PRESS. TDDV1121G (UL) |  |  | Unknown | Unknown | Unknown | Call for Quote | Call for Quote
0M-ALGF0698A1P | REFRIG (H)R410A+V.PRESS. TDDV1422G (UL) |  |  | Unknown | Unknown | Unknown | Call for Quote | Call for Quote
0M-ALGF0699A1P | REFRIG (H)R410A+V.PRESS. TDDV1622G (UL) |  |  | Unknown | Unknown | Unknown | Call for Quote | Call for Quote
0M-ALGF0700A1P | REFRIG (H)R410A+V.PRESS. TDDV1822G (UL) |  |  | Unknown | Unknown | Unknown | Call for Quote | Call for Quote
0M-ALGF0704A1P | REFRIG (H)R410A+V.PRESS. TUDV0511D (UL) |  |  | Unknown | Unknown | Unknown | Call for Quote | Call for Quote
0M-ALGF0705A1P | REFRIG (H)R410A+V.PRESS. TUDV0611D (UL) |  |  | Unknown | Unknown | Unknown | Call for Quote | Call for Quote
0M-ALGF0706A1P | REFRIG (H)R410A+V.PRESS. TUDV0921D (UL) |  |  | Unknown | Unknown | Unknown | Call for Quote | Call for Quote
0M-ALGF0707A1P | REFRIG (H)R410A+V.PRESS. TUDV1121D (UL) |  |  | Unknown | Unknown | Unknown | Call for Quote | Call for Quote
0M-ALGF0708A1P | REFRIG (H)R410A+V.PRESS. TUDV1422D (UL) |  |  | Unknown | Unknown | Unknown | Call for Quote | Call for Quote
0M-ALGF0709A1P | REFRIG (H)R410A+V.PRESS. TUDV1622D (UL) |  |  | Unknown | Unknown | Unknown | Call for Quote | Call for Quote
0M-ALGF0710A1P | REFRIG (H)R410A+V.PRESS. TUDV1822D (UL) |  |  | Unknown | Unknown | Unknown | Call for Quote | Call for Quote
0M-ALGF0714A1P | REFRIG (H)R410A+V.PRESS. TUDV0511G (UL) |  |  | Unknown | Unknown | Unknown | Call for Quote | Call for Quote
0M-ALGF0715A1P | REFRIG (H)R410A+V.PRESS. TUDV0611G (UL) |  |  | Unknown | Unknown | Unknown | Call for Quote | Call for Quote
0M-ALGF0716A1P | REFRIG (H)R410A+V.PRESS. TUDV0921G (UL) |  |  | Unknown | Unknown | Unknown | Call for Quote | Call for Quote
0M-ALGF0717A1P | REFRIG (H)R410A+V.PRESS. TUDV1121G (UL) |  |  | Unknown | Unknown | Unknown | Call for Quote | Call for Quote
0M-ALGF0718A1P | REFRIG (H)R410A+V.PRESS. TUDV1422G (UL) |  |  | Unknown | Unknown | Unknown | Call for Quote | Call for Quote
0M-ALGF0719A1P | REFRIG (H)R410A+V.PRESS. TUDV1622G (UL) |  |  | Unknown | Unknown | Unknown | Call for Quote | Call for Quote
0M-ALGF0720A1P | REFRIG (H)R410A+V.PRESS. TUDV1822G (UL) |  |  | Unknown | Unknown | Unknown | Call for Quote | Call for Quote
0M-ALGF0724A1P | REFRIG (I)R410A+REG.PRES. TDDV0511D (UL) |  |  | Unknown | Unknown | Unknown | Call for Quote | Call for Quote
0M-ALGF0725A1P | REFRIG (I)R410A+REG.PRES. TDDV0611D (UL) |  |  | Unknown | Unknown | Unknown | Call for Quote | Call for Quote
0M-ALGF0726A1P | REFRIG (I)R410A+REG.PRES. TDDV0921D (UL) |  |  | Unknown | Unknown | Unknown | Call for Quote | Call for Quote
0M-ALGF0727A1P | REFRIG (I)R410A+REG.PRES. TDDV1121D (UL) |  |  | Unknown | Unknown | Unknown | Call for Quote | Call for Quote
0M-ALGF0728A1P | REFRIG (I)R410A+REG.PRES. TDDV1422D (UL) |  |  | Unknown | Unknown | Unknown | Call for Quote | Call for Quote
0M-ALGF0729A1P | REFRIG (I)R410A+REG.PRES. TDDV1622D (UL) |  |  | Unknown | Unknown | Unknown | Call for Quote | Call for Quote
0M-ALGF0730A1P | REFRIG (I)R410A+REG.PRES. TDDV1822D (UL) |  |  | Unknown | Unknown | Unknown | Call for Quote | Call for Quote
0M-ALGF0734A1P | REFRIG (I)R410A+REG.PRES. TDDV0511G (UL) |  |  | Unknown | Unknown | Unknown | Call for Quote | Call for Quote
0M-ALGF0735A1P | REFRIG (I)R410A+REG.PRES. TDDV0611G (UL) |  |  | Unknown | Unknown | Unknown | Call for Quote | Call for Quote
0M-ALGF0736A1P | REFRIG (I)R410A+REG.PRES. TDDV0921G (UL) |  |  | Unknown | Unknown | Unknown | Call for Quote | Call for Quote
0M-ALGF0737A1P | REFRIG (I)R410A+REG.PRES. TDDV1121G (UL) |  |  | Unknown | Unknown | Unknown | Call for Quote | Call for Quote
0M-ALGF0738A1P | REFRIG (I)R410A+REG.PRES. TDDV1422G (UL) |  |  | Unknown | Unknown | Unknown | Call for Quote | Call for Quote
0M-ALGF0739A1P | REFRIG (I)R410A+REG.PRES. TDDV1622G (UL) |  |  | Unknown | Unknown | Unknown | Call for Quote | Call for Quote
0M-ALGF0740A1P | REFRIG (G)R410A TDDV1822G (UL) |  |  | Unknown | Unknown | Unknown | Call for Quote | Call for Quote
0M-ALGF0744A1P | REFRIG (I)R410A+REG.PRES. TUDV0511D (UL) |  |  | Unknown | Unknown | Unknown | Call for Quote | Call for Quote
0M-ALGF0745A1P | REFRIG (I)R410A+REG.PRES. TUDV0611D (UL) |  |  | Unknown | Unknown | Unknown | Call for Quote | Call for Quote
0M-ALGF0746A1P | REFRIG (I)R410A+REG.PRES. TUDV0921D (UL) |  |  | Unknown | Unknown | Unknown | Call for Quote | Call for Quote
0M-ALGF0747A1P | REFRIG (I)R410A+REG.PRES. TUDV1121D (UL) |  |  | Unknown | Unknown | Unknown | Call for Quote | Call for Quote
0M-ALGF0748A1P | REFRIG (I)R410A+REG.PRES. TUDV1422D (UL) |  |  | Unknown | Unknown | Unknown | Call for Quote | Call for Quote
0M-ALGF0749A1P | REFRIG (I)R410A+REG.PRES. TUDV1622D (UL) |  |  | Unknown | Unknown | Unknown | Call for Quote | Call for Quote
0M-ALGF0750A1P | REFRIG (I)R410A+REG.PRES. TUDV1822D (UL) |  |  | Unknown | Unknown | Unknown | Call for Quote | Call for Quote
0M-ALGF0754A1P | REFRIG (I)R410A+REG.PRES. TUDV0511G (UL) |  |  | Unknown | Unknown | Unknown | Call for Quote | Call for Quote
0M-ALGF0755A1P | REFRIG (I)R410A+REG.PRES. TUDV0611G (UL) |  |  | Unknown | Unknown | Unknown | Call for Quote | Call for Quote
0M-ALGF0756A1P | REFRIG (I)R410A+REG.PRES. TUDV0921G (UL) |  |  | Unknown | Unknown | Unknown | Call for Quote | Call for Quote
0M-ALGF0757A1P | REFRIG (I)R410A+REG.PRES. TUDV1121G (UL) |  |  | Unknown | Unknown | Unknown | Call for Quote | Call for Quote
0M-ALGF0758A1P | REFRIG (I)R410A+REG.PRES. TUDV1422G (UL) |  |  | Unknown | Unknown | Unknown | Call for Quote | Call for Quote
0M-ALGF0759A1P | REFRIG (I)R410A+REG.PRES. TUDV1622G (UL) |  |  | Unknown | Unknown | Unknown | Call for Quote | Call for Quote
0M-ALGF0760A1P | REFRIG (I)R410A+REG.PRES. TUDV1822G (UL) |  |  | Unknown | Unknown | Unknown | Call for Quote | Call for Quote
0M-ALGF0764A1P | REFRIG (J)R410A+VPR 3WAY TDWV0511D (UL) |  |  | Unknown | Unknown | Unknown | Call for Quote | Call for Quote
0M-ALGF0765A1P | REFRIG (J)R410A+VPR 3WAY TDWV0611D (UL) |  |  | Unknown | Unknown | Unknown | Call for Quote | Call for Quote
0M-ALGF0766A1P | REFRIG (J)R410A+VPR 3WAY TDWV0921D (UL) |  |  | Unknown | Unknown | Unknown | Call for Quote | Call for Quote
0M-ALGF0767A1P | REFRIG (J)R410A+VPR 3WAY TDWV1121D (UL) |  |  | Unknown | Unknown | Unknown | Call for Quote | Call for Quote
0M-ALGF0768A1P | REFRIG (J)R410A+VPR 3WAY TDWV1422D (UL) |  |  | Unknown | Unknown | Unknown | Call for Quote | Call for Quote
0M-ALGF0769A1P | REFRIG (J)R410A+VPR 3WAY TDWV1622D (UL) |  |  | Unknown | Unknown | Unknown | Call for Quote | Call for Quote
0M-ALGF0770A1P | REFRIG (J)R410A+VPR 3WAY TDWV1822D (UL) |  |  | Unknown | Unknown | Unknown | Call for Quote | Call for Quote
0M-ALGF0774A1P | REFRIG (J)R410A+VPR 3WAY TDWV0511G (UL) |  |  | Unknown | Unknown | Unknown | Call for Quote | Call for Quote
0M-ALGF0775A1P | REFRIG (J)R410A+VPR 3WAY TDWV0611G (UL) |  |  | Unknown | Unknown | Unknown | Call for Quote | Call for Quote
0M-ALGF0776A1P | REFRIG (J)R410A+VPR 3WAY TDWV0921G (UL) |  |  | Unknown | Unknown | Unknown | Call for Quote | Call for Quote
0M-ALGF0777A1P | REFRIG (J)R410A+VPR 3WAY TDWV1121G (UL) |  |  | Unknown | Unknown | Unknown | Call for Quote | Call for Quote
0M-ALGF0778A1P | REFRIG (J)R410A+VPR 3WAY TDWV1422G (UL) |  |  | Unknown | Unknown | Unknown | Call for Quote | Call for Quote
0M-ALGF0779A1P | REFRIG (J)R410A+VPR 3WAY TDWV1622G (UL) |  |  | Unknown | Unknown | Unknown | Call for Quote | Call for Quote
0M-ALGF0780A1P | REFRIG (J)R410A+VPR 3WAY TDWV1822G (UL) |  |  | Unknown | Unknown | Unknown | Call for Quote | Call for Quote
0M-ALGF0784A1P | REFRIG (J)R410A+VPR 3WAY TUWV0511D (UL) |  |  | Unknown | Unknown | Unknown | Call for Quote | Call for Quote
0M-ALGF0785A1P | REFRIG (J)R410A+VPR 3WAY TUWV0611D (UL) |  |  | Unknown | Unknown | Unknown | Call for Quote | Call for Quote
0M-ALGF0786A1P | REFRIG (J)R410A+VPR 3WAY TUWV0921D (UL) |  |  | Unknown | Unknown | Unknown | Call for Quote | Call for Quote
0M-ALGF0787A1P | REFRIG (J)R410A+VPR 3WAY TUWV1121D (UL) |  |  | Unknown | Unknown | Unknown | Call for Quote | Call for Quote
0M-ALGF0788A1P | REFRIG (J)R410A+VPR 3WAY TUWV1422D (UL) |  |  | Unknown | Unknown | Unknown | Call for Quote | Call for Quote
0M-ALGF0789A1P | REFRIG (J)R410A+VPR 3WAY TUWV1622D (UL) |  |  | Unknown | Unknown | Unknown | Call for Quote | Call for Quote
0M-ALGF0790A1P | REFRIG (J)R410A+VPR 3WAY TUWV1822D (UL) |  |  | Unknown | Unknown | Unknown | Call for Quote | Call for Quote
0M-ALGF0794A1P | REFRIG (J)R410A+VPR 3WAY TUWV0511G (UL) |  |  | Unknown | Unknown | Unknown | Call for Quote | Call for Quote
0M-ALGF0795A1P | REFRIG (J)R410A+VPR 3WAY TUWV0611G (UL) |  |  | Unknown | Unknown | Unknown | Call for Quote | Call for Quote
0M-ALGF0796A1P | REFRIG (J)R410A+VPR 3WAY TUWV0921G (UL) |  |  | Unknown | Unknown | Unknown | Call for Quote | Call for Quote
0M-ALGF0797A1P | REFRIG (J)R410A+VPR 3WAY TUWV1121G (UL) |  |  | Unknown | Unknown | Unknown | Call for Quote | Call for Quote
0M-ALGF0798A1P | REFRIG (J)R410A+VPR 3WAY TUWV1422G (UL) |  |  | Unknown | Unknown | Unknown | Call for Quote | Call for Quote
0M-ALGF0799A1P | REFRIG (J)R410A+VPR 3WAY TUWV1622G (UL) |  |  | Unknown | Unknown | Unknown | Call for Quote | Call for Quote
0M-ALGF0800A1P | REFRIG (J)R410A+VPR 3WAY TUWV1822G (UL) |  |  | Unknown | Unknown | Unknown | Call for Quote | Call for Quote
0M-ALGF0804A1P | REFRIG (J)R410A+VPR 3WAY TDDV0511D (UL) |  |  | Unknown | Unknown | Unknown | Call for Quote | Call for Quote
0M-ALGF0805A1P | REFRIG (J)R410A+VPR 3WAY TDDV0611D (UL) |  |  | Unknown | Unknown | Unknown | Call for Quote | Call for Quote
0M-ALGF0806A1P | REFRIG (J)R410A+VPR 3WAY TDDV0921D (UL) |  |  | Unknown | Unknown | Unknown | Call for Quote | Call for Quote
0M-ALGF0807A1P | REFRIG (J)R410A+VPR 3WAY TDDV1121D (UL) |  |  | Unknown | Unknown | Unknown | Call for Quote | Call for Quote
0M-ALGF0808A1P | REFRIG (J)R410A+VPR 3WAY TDDV1422D (UL) |  |  | Unknown | Unknown | Unknown | Call for Quote | Call for Quote
0M-ALGF0809A1P | REFRIG (J)R410A+VPR 3WAY TDDV1622D (UL) |  |  | Unknown | Unknown | Unknown | Call for Quote | Call for Quote
0M-ALGF0810A1P | REFRIG (J)R410A+VPR 3WAY TDDV1822D (UL) |  |  | Unknown | Unknown | Unknown | Call for Quote | Call for Quote
0M-ALGF0814A1P | REFRIG (J)R410A+VPR 3WAY TDDV0511G (UL) |  |  | Unknown | Unknown | Unknown | Call for Quote | Call for Quote
0M-ALGF0815A1P | REFRIG (J)R410A+VPR 3WAY TDDV0611G (UL) |  |  | Unknown | Unknown | Unknown | Call for Quote | Call for Quote
0M-ALGF0816A1P | REFRIG (J)R410A+VPR 3WAY TDDV0921G (UL) |  |  | Unknown | Unknown | Unknown | Call for Quote | Call for Quote
0M-ALGF0817A1P | REFRIG (J)R410A+VPR 3WAY TDDV1121G (UL) |  |  | Unknown | Unknown | Unknown | Call for Quote | Call for Quote
0M-ALGF0818A1P | REFRIG (J)R410A+VPR 3WAY TDDV1422G (UL) |  |  | Unknown | Unknown | Unknown | Call for Quote | Call for Quote
0M-ALGF0819A1P | REFRIG (J)R410A+VPR 3WAY TDDV1622G (UL) |  |  | Unknown | Unknown | Unknown | Call for Quote | Call for Quote
0M-ALGF0820A1P | REFRIG (J)R410A+VPR 3WAY TDDV1822G (UL) |  |  | Unknown | Unknown | Unknown | Call for Quote | Call for Quote
0M-ALGF0824A1P | REFRIG (J)R410A+VPR 3WAY TUDV0511D (UL) |  |  | Unknown | Unknown | Unknown | Call for Quote | Call for Quote
0M-ALGF0825A1P | REFRIG (J)R410A+VPR 3WAY TUDV0611D (UL) |  |  | Unknown | Unknown | Unknown | Call for Quote | Call for Quote
0M-ALGF0826A1P | REFRIG (J)R410A+VPR 3WAY TUDV0921D (UL) |  |  | Unknown | Unknown | Unknown | Call for Quote | Call for Quote
0M-ALGF0827A1P | REFRIG (J)R410A+VPR 3WAY TUDV1121D (UL) |  |  | Unknown | Unknown | Unknown | Call for Quote | Call for Quote
0M-ALGF0828A1P | REFRIG (J)R410A+VPR 3WAY TUDV1422D (UL) |  |  | Unknown | Unknown | Unknown | Call for Quote | Call for Quote
0M-ALGF0829A1P | REFRIG (J)R410A+VPR 3WAY TUDV1622D (UL) |  |  | Unknown | Unknown | Unknown | Call for Quote | Call for Quote
0M-ALGF0830A1P | REFRIG (J)R410A+VPR 3WAY TUDV1822D (UL) |  |  | Unknown | Unknown | Unknown | Call for Quote | Call for Quote
0M-ALGF0834A1P | REFRIG (J)R410A+VPR 3WAY TUDV0511G (UL) |  |  | Unknown | Unknown | Unknown | Call for Quote | Call for Quote
0M-ALGF0835A1P | REFRIG (J)R410A+VPR 3WAY TUDV0611G (UL) |  |  | Unknown | Unknown | Unknown | Call for Quote | Call for Quote
0M-ALGF0836A1P | REFRIG (J)R410A+VPR 3WAY TUDV0921G (UL) |  |  | Unknown | Unknown | Unknown | Call for Quote | Call for Quote
0M-ALGF0837A1P | REFRIG (J)R410A+VPR 3WAY TUDV1121G (UL) |  |  | Unknown | Unknown | Unknown | Call for Quote | Call for Quote
0M-ALGF0838A1P | REFRIG (J)R410A+VPR 3WAY TUDV1422G (UL) |  |  | Unknown | Unknown | Unknown | Call for Quote | Call for Quote
0M-ALGF0839A1P | REFRIG (J)R410A+VPR 3WAY TUDV1622G (UL) |  |  | Unknown | Unknown | Unknown | Call for Quote | Call for Quote
0M-ALGF0840A1P | REFRIG (J)R410A+VPR 3WAY TUDV1822G (UL) |  |  | Unknown | Unknown | Unknown | Call for Quote | Call for Quote
0M-ALIC252X1P | WOODEN CASE PACKING (W) T FR.3 |  |  | UNIFLAIR ROOM COOLING | Unknown | Unknown | 2450 | 2082.5
0M-ALRD0426B1P | H. GAS REHT(E)TU.AT0511 (U-D) R410A (UL) |  |  | Unknown | Unknown | Unknown | Call for Quote | Call for Quote
0M-ALRD0427B1P | H. GAS REHT(E)TU.AT0611 (U-D) R410A (UL) |  |  | Unknown | Unknown | Unknown | Call for Quote | Call for Quote
0M-ALRD0428B1P | H. GAS REHT(E)TU.AT0921 (U-D) R410A (UL) |  |  | Unknown | Unknown | Unknown | Call for Quote | Call for Quote
0M-ALRD0444B1P | H. GAS REHT(F)TU.AT0511 (U-D+R) R410(UL) |  |  | Unknown | Unknown | Unknown | Call for Quote | Call for Quote
0M-ALRD0445B1P | H. GAS REHT(F)TU.AT0611 (U-D+R) R410(UL) |  |  | Unknown | Unknown | Unknown | Call for Quote | Call for Quote
0M-ALRD0446B1P | H. GAS REHT(F)TU.AT0921 (U-D+R) R410(UL) |  |  | Unknown | Unknown | Unknown | Call for Quote | Call for Quote
0M-ALRD0576X1P | H. GAS REHT (E) TUAV F7 (U-D) R410 UL |  |  | FSB SPARES | Unknown | Unknown | 1825 | 1551.25
0M-ALRD0577X1P | H. GAS REHT (F) TUAV F7 (U-D+R) R410 UL |  |  | FSB SPARES | Unknown | Unknown | 1825 | 1551.25
0M-ALRD0578X1P | H. GAS REHT (E) TUD-E F7 (U-D) R410 UL |  |  | FSB SPARES | Unknown | Unknown | 1825 | 1551.25
0M-ALRD0579X1P | H. GAS REHT (F) TUD-E F7 (U-D+R) R410 UL |  |  | FSB SPARES | Unknown | Unknown | 1825 | 1551.25
0M-ALRD0580X1P | H. GAS REHT (E) TUTV F7 (U-D) R410 UL |  |  | FSB SPARES | Unknown | Unknown | 1825 | 1551.25
0M-ALRD0581X1P | H. GAS REHT (F) TUTV F7 (U-D+R) R410 UL |  |  | FSB SPARES | Unknown | Unknown | 1825 | 1551.25
0M-ALRD0582X1P | H. GAS REHT (E) TUWV F7 (U-D) R410 UL |  |  | FSB SPARES | Unknown | Unknown | 1825 | 1551.25
0M-ALRD0596A1P | H. GAS REHT (E) TD.D-W0511 (U-D) R410A U |  |  | Unknown | Unknown | Unknown | Call for Quote | Call for Quote
0M-ALRD0597A1P | H. GAS REHT (E) TD.D-W0611 (U-D) R410A U |  |  | Unknown | Unknown | Unknown | Call for Quote | Call for Quote
0M-ALRD0598A1P | H. GAS REHT (F) TD.D-W0511 (U-D+H)R410 U |  |  | Unknown | Unknown | Unknown | Call for Quote | Call for Quote
0M-ALRD0599A1P | H. GAS REHT (F) TD.D-W0611 (U-D+H)R410 U |  |  | Unknown | Unknown | Unknown | Call for Quote | Call for Quote
0M-ALRD0600A1P | H. GAS REHT (E) TU.D-W0511 (U-D) R410A U |  |  | Unknown | Unknown | Unknown | Call for Quote | Call for Quote
0M-ALRD0601A1P | H. GAS REHT (E) TU.D-W0611 (U-D) R410A U |  |  | Unknown | Unknown | Unknown | Call for Quote | Call for Quote
0M-ALRD0602A1P | H. GAS REHT (F) TU.D-W0511 (U-D+H)R410 U |  |  | Unknown | Unknown | Unknown | Call for Quote | Call for Quote
0M-ALRD0603A1P | H. GAS REHT (F) TU.D-W0611 (U-D+H)R410 U |  |  | Unknown | Unknown | Unknown | Call for Quote | Call for Quote
0M-ALRD0608A1P | H. GAS REHT (E) TU.E0511 (U-D) R410A UL |  |  | Unknown | Unknown | Unknown | Call for Quote | Call for Quote
0M-ALRD0609A1P | H. GAS REHT (E) TU.E0611 (U-D) R410A UL |  |  | Unknown | Unknown | Unknown | Call for Quote | Call for Quote
0M-ALRD0610A1P | H. GAS REHT (F) TU.E0511 (U-D+H) R410A U |  |  | Unknown | Unknown | Unknown | Call for Quote | Call for Quote
0M-ALRD0611A1P | H. GAS REHT (F) TU.E0611 (U-D+H) R410A U |  |  | Unknown | Unknown | Unknown | Call for Quote | Call for Quote
0M-ALRD0612A1P | H. GAS REHT(E)TD.DW0921 (U-D) R410A (UL) |  |  | Unknown | Unknown | Unknown | Call for Quote | Call for Quote
0M-ALRD0613A1P | H. GAS REHT(F)TD.DW0921 (U-D+R) R410(UL) |  |  | Unknown | Unknown | Unknown | Call for Quote | Call for Quote
0M-ALRD0614A1P | H. GAS REHT(E)TU.DW0921 (U-D) R410A (UL) |  |  | Unknown | Unknown | Unknown | Call for Quote | Call for Quote
0M-ALRD0615A1P | H. GAS REHT(F)TU.DW0921 (U-D+R) R410(UL) |  |  | Unknown | Unknown | Unknown | Call for Quote | Call for Quote
0M-ALRD0618A1P | H. GAS REHT(E)TUE0921 (U-D) R410A (UL) |  |  | Unknown | Unknown | Unknown | Call for Quote | Call for Quote
0M-ALRD0619A1P | H. GAS REHT(F)TUE0921 (U-D+R) R410(UL) |  |  | Unknown | Unknown | Unknown | Call for Quote | Call for Quote
0M-ALRD0620A1P | H. GAS REHT(E)TD.DW1121 (U-D) R410A (UL) |  |  | Unknown | Unknown | Unknown | Call for Quote | Call for Quote
0M-ALRD0621A1P | H. GAS REHT(F)TD.DW1121 (U-D+R) R410(UL) |  |  | Unknown | Unknown | Unknown | Call for Quote | Call for Quote
0M-ALRD0622A1P | H. GAS REHT(E)TU.DW1121 (U-D) R410A (UL) |  |  | Unknown | Unknown | Unknown | Call for Quote | Call for Quote
0M-ALRD0623A1P | H. GAS REHT(F)TU.DW1121 (U-D+R) R410(UL) |  |  | Unknown | Unknown | Unknown | Call for Quote | Call for Quote
0M-ALRD0628A1P | H. GAS REHT (E) TD.D-W1422 (U-D) R410A U |  |  | Unknown | Unknown | Unknown | Call for Quote | Call for Quote
0M-ALRD0629A1P | H. GAS REHT (E) TD.D-W1622 (U-D) R410A U |  |  | Unknown | Unknown | Unknown | Call for Quote | Call for Quote
0M-ALRD0630A1P | H. GAS REHT (E) TD.D-W1822 (U-D) R410A U |  |  | Unknown | Unknown | Unknown | Call for Quote | Call for Quote
0M-ALRD0631A1P | H. GAS REHT (F) TD.D-W1422(U-D+R)R410A U |  |  | Unknown | Unknown | Unknown | Call for Quote | Call for Quote
0M-ALRD0632A1P | H. GAS REHT (F) TD.D-W1622(U-D+R)R410A U |  |  | Unknown | Unknown | Unknown | Call for Quote | Call for Quote
0M-ALRD0633A1P | H. GAS REHT (F) TD.D-W1822(U-D+R)R410A U |  |  | Unknown | Unknown | Unknown | Call for Quote | Call for Quote
0M-ALRD0634A1P | H. GAS REHT (E) TU.D-W1422 (U-D) R410A U |  |  | Unknown | Unknown | Unknown | Call for Quote | Call for Quote
0M-ALRD0635A1P | H. GAS REHT (E) TU.D-W1622 (U-D) R410A U |  |  | Unknown | Unknown | Unknown | Call for Quote | Call for Quote
0M-ALRD0636A1P | H. GAS REHT (E) TU.D-W1822 (U-D) R410A U |  |  | Unknown | Unknown | Unknown | Call for Quote | Call for Quote
0M-ALRD0637A1P | H. GAS REHT (F) TU.D-W1422(U-D+R)R410A U |  |  | Unknown | Unknown | Unknown | Call for Quote | Call for Quote
0M-ALRD0638A1P | H. GAS REHT (F) TU.D-W1622(U-D+R)R410A U |  |  | Unknown | Unknown | Unknown | Call for Quote | Call for Quote
0M-ALRD0639A1P | H. GAS REHT (F) TU.D-W1822(U-D+R)R410A U |  |  | Unknown | Unknown | Unknown | Call for Quote | Call for Quote
0M-ALRD0652X1P | H. GAS REHT (E) TDTV0511 (U-D) R410A UL |  |  | FSB SPARES | Unknown | Unknown | 957 | 813.45
0M-ALRD0653X1P | H. GAS REHT (E) TDTV0611 (U-D) R410A UL |  |  | FSB SPARES | Unknown | Unknown | 957 | 813.45
0M-ALRD0654X1P | H. GAS REHT (E) TDDV0511 (U-D) R410A UL |  |  | Unknown | Unknown | Unknown | Call for Quote | Call for Quote
0M-ALRD0655X1P | H. GAS REHT (E) TDDV0611 (U-D) R410A UL |  |  | Unknown | Unknown | Unknown | Call for Quote | Call for Quote
0M-ALRD0658X1P | H. GAS REHT (F) TDDV0511(U-D+R) R410A UL |  |  | Unknown | Unknown | Unknown | Call for Quote | Call for Quote
0M-ALRD0659X1P | H. GAS REHT (F) TDDV0611(U-D+R) R410A UL |  |  | Unknown | Unknown | Unknown | Call for Quote | Call for Quote
0M-ALRD0660X1P | H. GAS REHT (E) TUTV0511 (U-D) R410A UL |  |  | Unknown | Unknown | Unknown | Call for Quote | Call for Quote
0M-ALRD0661X1P | H. GAS REHT (E) TUTV0611 (U-D) R410A UL |  |  | Unknown | Unknown | Unknown | Call for Quote | Call for Quote
0M-ALRD0662X1P | H. GAS REHT (E) TUDV0511 (U-D) R410A UL |  |  | Unknown | Unknown | Unknown | Call for Quote | Call for Quote
0M-ALRD0663X1P | H. GAS REHT (E) TUDV0611 (U-D) R410A UL |  |  | Unknown | Unknown | Unknown | Call for Quote | Call for Quote
0M-ALRD0664X1P | H. GAS REHT (F) TUTV0511(U-D+R) R410A UL |  |  | Unknown | Unknown | Unknown | Call for Quote | Call for Quote
0M-ALRD0665X1P | H. GAS REHT (F) TUTV0611(U-D+R) R410A UL |  |  | Unknown | Unknown | Unknown | Call for Quote | Call for Quote
0M-ALRD0666X1P | H. GAS REHT (F) TUDV0511(U-D+R) R410A UL |  |  | Unknown | Unknown | Unknown | Call for Quote | Call for Quote
0M-ALRD0667X1P | H. GAS REHT (F) TUDV0611(U-D+R) R410A UL |  |  | Unknown | Unknown | Unknown | Call for Quote | Call for Quote
0M-ALRE0807X1P | ELECT HEAT (1) STD. TD.2242-2542G (UL) |  |  | UNIFLAIR ROOM COOLING | Unknown | Unknown | 2435 | 2069.75
0M-ALRE0841X1P | ELECT HEAT SUMP(5)R410 TD/TU.2242G (UL) |  |  | UNIFLAIR ROOM COOLING | Unknown | Unknown | 946 | 804.1
0M-ALVA1019A1P | 3-WAY VALVE (B) TUCV1000-1200 (UL) |  |  | Unknown | Unknown | Unknown | Call for Quote | Call for Quote
0M-ALVA1019X1P | 3-WAY VALVE (B) TUCV1000-1200 (UL) |  |  | Unknown | Unknown | Unknown | 1080 | 918
0M-ALVA1020A1P | 3-WAY VALVE (B) TUCV1700 (UL) |  |  | Unknown | Unknown | Unknown | Call for Quote | Call for Quote
0M-ALVA1021A1P | 3-WAY VALVE (B) TUCV2500 (UL) |  |  | Unknown | Unknown | Unknown | Call for Quote | Call for Quote
0M-ALVA1025A1P | 2-WAY VALVE (C) TUCV1000-1200 (UL) |  |  | Unknown | Unknown | Unknown | Call for Quote | Call for Quote
0M-ALVA1025X1P | 2-WAY VALVE (C) TUCV1000-1200 (UL) |  |  | Unknown | Unknown | Unknown | 1080 | 918
0M-ALVA1026A1P | 2-WAY VALVE (C) TUCV1700 (UL) |  |  | Unknown | Unknown | Unknown | Call for Quote | Call for Quote
0M-ALVA1027A1P | 2-WAY VALVE (C) TUCV2500 (UL) |  |  | Unknown | Unknown | Unknown | Call for Quote | Call for Quote
0M-ALVA1058X1P | ALT.VALVE 3 WAY (E) PN24 TUCV1700 (UL) |  |  | Unknown | Unknown | Unknown | Call for Quote | Call for Quote
0M-ALVA1059X1P | ALT.VALVE 3 WAY (E) PN24 TUCV2500 (UL) |  |  | Unknown | Unknown | Unknown | Call for Quote | Call for Quote
0M-ALVA1108X1P | ALT.VALVE (A) NO VALVE TUCV F5 (UL) |  |  | Unknown | Unknown | Unknown | Call for Quote | Call for Quote
0M-ALVA1109X1P | ALT.VALVE (A) NO VALVE TUCV F6 (UL) |  |  | Unknown | Unknown | Unknown | Call for Quote | Call for Quote
0M-ALVL0372X1P | COOL ONLY(C) C TDCV0700D 60HZ(UL) |  |  | Unknown | Unknown | Unknown | Call for Quote | Call for Quote
0M-ALVL0373X1P | COOL ONLY(C) C TDCV1000-1200D 60HZ(UL) |  |  | Unknown | Unknown | Unknown | Call for Quote | Call for Quote
0M-ALVL0374X1P | COOL ONLY(C) C TDCV1700D 60HZ(UL) |  |  | Unknown | Unknown | Unknown | Call for Quote | Call for Quote
0M-ALVL0375X1P | COOL ONLY(C) C TDCV2500D 60HZ(UL) |  |  | Unknown | Unknown | Unknown | Call for Quote | Call for Quote
0M-ALVL0376X1P | COOL ONLY(C) C TDCV3400.4300D 60HZ(UL) |  |  | Unknown | Unknown | Unknown | Call for Quote | Call for Quote
0M-ALVL0377X1P | COOL ONLY(C) C TDCV0700G 60HZ(UL) |  |  | Unknown | Unknown | Unknown | Call for Quote | Call for Quote
0M-ALVL0378X1P | COOL ONLY(C) C TDCV1000-1200G 60HZ(UL) |  |  | Unknown | Unknown | Unknown | Call for Quote | Call for Quote
0M-ALVL0379X1P | COOL ONLY(C) C TDCV1700G 60HZ(UL) |  |  | Unknown | Unknown | Unknown | Call for Quote | Call for Quote
0M-ALVL0380X1P | COOL ONLY(C) C TDCV2500G 60HZ(UL) |  |  | Unknown | Unknown | Unknown | Call for Quote | Call for Quote
0M-ALVL0381X1P | COOL ONLY(C) C TDCV3400.4300G 60HZ(UL) |  |  | Unknown | Unknown | Unknown | Call for Quote | Call for Quote
0M-ALVL0382X1P | COOL&HUM(D) D TDCV0700D 60HZ(UL) |  |  | Unknown | Unknown | Unknown | Call for Quote | Call for Quote
0M-ALVL0383X1P | COOL&HUM(D) D TDCV1000D 60HZ(UL) |  |  | Unknown | Unknown | Unknown | 2450 | 2082.5
0M-ALVL0384X1P | COOL&HUM(D) D TDCV1700D 60HZ(UL) |  |  | Unknown | Unknown | Unknown | Call for Quote | Call for Quote
0M-ALVL0385X1P | COOL&HUM(D) D TDCV2500D 60HZ(UL) |  |  | Unknown | Unknown | Unknown | Call for Quote | Call for Quote
0M-ALVL0386X1P | COOL&HUM(D) D TDCV3400.4300D 60HZ(UL) |  |  | Unknown | Unknown | Unknown | Call for Quote | Call for Quote
0M-ALVL0387X1P | COOL&HUM(D) D TDCV0700G 60HZ(UL) |  |  | Unknown | Unknown | Unknown | Call for Quote | Call for Quote
0M-ALVL0388X1P | COOL&HUM(D) D TDCV1000G 60HZ(UL) |  |  | Unknown | Unknown | Unknown | Call for Quote | Call for Quote
0M-ALVL0389X1P | COOL&HUM(D) D TDCV1700G 60HZ(UL) |  |  | Unknown | Unknown | Unknown | Call for Quote | Call for Quote
0M-ALVL0390X1P | COOL&HUM(D) D TDCV2500G 60HZ(UL) |  |  | Unknown | Unknown | Unknown | Call for Quote | Call for Quote
0M-ALVL0391X1P | COOL&HUM(D) D TDCV3400.4300G 60HZ(UL) |  |  | Unknown | Unknown | Unknown | Call for Quote | Call for Quote
0M-ALVL0392X1P | COOL&DEHUM(U) U TDCV0700D 60HZ(UL) |  |  | Unknown | Unknown | Unknown | Call for Quote | Call for Quote
0M-ALVL0393X1P | COOL&DEHUM(U) U TDCV1000-1200D 60HZ(UL) |  |  | Unknown | Unknown | Unknown | Call for Quote | Call for Quote
0M-ALVL0394X1P | COOL&DEHUM(U) U TDCV1700D 60HZ(UL) |  |  | Unknown | Unknown | Unknown | Call for Quote | Call for Quote
0M-ALVL0395X1P | COOL&DEHUM(U) U TDCV2500D 60HZ(UL) |  |  | Unknown | Unknown | Unknown | Call for Quote | Call for Quote
0M-ALVL0396X1P | COOL&DEHUM(U) U TDCV3400.4300D 60HZ(UL) |  |  | Unknown | Unknown | Unknown | Call for Quote | Call for Quote
0M-ALVL0397X1P | COOL&DEHUM(U) U TDCV0700G 60HZ(UL) |  |  | Unknown | Unknown | Unknown | Call for Quote | Call for Quote
0M-ALVL0398X1P | COOL&DEHUM(U) U TDCV1000-1200G 60HZ(UL) |  |  | Unknown | Unknown | Unknown | Call for Quote | Call for Quote
0M-ALVL0399X1P | COOL&DEHUM(U) U TDCV1700G 60HZ(UL) |  |  | Unknown | Unknown | Unknown | Call for Quote | Call for Quote
0M-ALVL0400X1P | COOL&DEHUM(U) U TDCV2500G 60HZ(UL) |  |  | Unknown | Unknown | Unknown | Call for Quote | Call for Quote
0M-ALVL0401X1P | COOL&DEHUM(U) U TDCV3400.4300G 60HZ(UL) |  |  | Unknown | Unknown | Unknown | Call for Quote | Call for Quote
0M-ALVL0406X1P | COOL ONLY(C) C TUCV3400-4000D 60HZ(UL) |  |  | Unknown | Unknown | Unknown | Call for Quote | Call for Quote
0M-ALVL0411X1P | COOL ONLY(C) C TUCV3400-4000G 60HZ(UL) |  |  | Unknown | Unknown | Unknown | Call for Quote | Call for Quote
0M-ALVL0416X1P | COOL&HUM(D) D TUCV3400-4000D 60HZ(UL) |  |  | Unknown | Unknown | Unknown | Call for Quote | Call for Quote
0M-ALVL0421X1P | COOL&HUM(D) D TUCV3400-400G 60HZ(UL) |  |  | Unknown | Unknown | Unknown | Call for Quote | Call for Quote
0M-ALVL0432X1P | COOL ONLY(1) C TUCV0700D (UL) BACK |  |  | Unknown | Unknown | Unknown | Call for Quote | Call for Quote
0M-ALVL0433X1P | COOL ONLY(1) C TUCV1000-1200D (UL) BACK |  |  | Unknown | Unknown | Unknown | Call for Quote | Call for Quote
0M-ALVL0434X1P | COOL ONLY(1) C TUCV1700D (UL) BACK |  |  | Unknown | Unknown | Unknown | Call for Quote | Call for Quote
0M-ALVL0435X1P | COOL ONLY(1) C TUCV2500D (UL) BACK |  |  | Unknown | Unknown | Unknown | Call for Quote | Call for Quote
0M-ALVL0436X1P | COOL ONLY(1) C TUCV0700G (UL) BACK |  |  | Unknown | Unknown | Unknown | Call for Quote | Call for Quote
0M-ALVL0437X1P | COOL ONLY(1) C TUCV1000-1200G (UL) BACK |  |  | Unknown | Unknown | Unknown | Call for Quote | Call for Quote
0M-ALVL0438X1P | COOL ONLY(1) C TUCV1700G (UL) BACK |  |  | Unknown | Unknown | Unknown | Call for Quote | Call for Quote
0M-ALVL0439X1P | COOL ONLY(1) C TUCV2500G (UL) BACK |  |  | Unknown | Unknown | Unknown | Call for Quote | Call for Quote
0M-ALVL0440X1P | COOL&DEHUM(2) U TUCV0700D (UL) BACK |  |  | Unknown | Unknown | Unknown | Call for Quote | Call for Quote
0M-ALVL0441X1P | COOL&DEHUM(2) U TUCV1000-1200D (UL) BACK |  |  | Unknown | Unknown | Unknown | Call for Quote | Call for Quote
0M-ALVL0442X1P | COOL&DEHUM(2) U TUCV1700D (UL) BACK |  |  | Unknown | Unknown | Unknown | Call for Quote | Call for Quote
0M-ALVL0443X1P | COOL&DEHUM(2) U TUCV2500D (UL) BACK |  |  | Unknown | Unknown | Unknown | Call for Quote | Call for Quote
0M-ALVL0444X1P | COOL&DEHUM(2) U TUCV0700G (UL) BACK |  |  | Unknown | Unknown | Unknown | Call for Quote | Call for Quote
0M-ALVL0445X1P | COOL&DEHUM(2) U TUCV1000-1200G (UL) BACK |  |  | Unknown | Unknown | Unknown | Call for Quote | Call for Quote
0M-ALVL0446X1P | COOL&DEHUM(2) U TUCV1700G (UL) BACK |  |  | Unknown | Unknown | Unknown | Call for Quote | Call for Quote
0M-ALVL0447X1P | COOL&DEHUM(2) U TUCV2500G (UL) BACK |  |  | Unknown | Unknown | Unknown | Call for Quote | Call for Quote
0M-ALVL0448X1P | COOL&HUM(3) D TUCV0700D (UL) BACK |  |  | Unknown | Unknown | Unknown | Call for Quote | Call for Quote
0M-ALVL0449X1P | COOL&HUM(3) D TUCV1000D (UL) BACK |  |  | Unknown | Unknown | Unknown | 1980 | 1683
0M-ALVL0450X1P | COOL&HUM(3) D TUCV1700D (UL) BACK |  |  | Unknown | Unknown | Unknown | Call for Quote | Call for Quote
0M-ALVL0451X1P | COOL&HUM(3) D TUCV2500D (UL) BACK |  |  | Unknown | Unknown | Unknown | Call for Quote | Call for Quote
0M-ALVL0452X1P | COOL&HUM(3) D TUCV0700G (UL) BACK |  |  | Unknown | Unknown | Unknown | Call for Quote | Call for Quote
0M-ALVL0453X1P | COOL&HUM(3) D TUCV1000G (UL) BACK |  |  | Unknown | Unknown | Unknown | 2315 | 1967.75
0M-ALVL0454X1P | COOL&HUM(3) D TUCV1700G (UL) BACK |  |  | Unknown | Unknown | Unknown | Call for Quote | Call for Quote
0M-ALVL0455X1P | COOL&HUM(3) D TUCV2500G (UL) BACK |  |  | Unknown | Unknown | Unknown | Call for Quote | Call for Quote
0M-ALVL0494X1P | COOL&HUM(D) D TD.(V)2242-2542G (UL) |  |  | UNIFLAIR ROOM COOLING | Unknown | Unknown | 3475 | 2953.75
0M-ALVL0505X1P | COOL&HUM(D) D TU.(V)1121G (UL) |  |  | UNIFLAIR ROOM COOLING | Unknown | Unknown | 14280 | 12138
0M-ALVL0524A1P | COOL&HUM(D) D TDCV1200D 60HZ(UL) |  |  | Unknown | Unknown | Unknown | Call for Quote | Call for Quote
0M-ALVL0525A1P | COOL&HUM(D) D TDCV1200G 60HZ(UL) |  |  | Unknown | Unknown | Unknown | Call for Quote | Call for Quote
0M-ALVL0528X1P | COOL&HUM(3) D TUCV1200D (UL) BACK |  |  | Unknown | Unknown | Unknown | Call for Quote | Call for Quote
0M-ALVL0529X1P | COOL&HUM(3) D TUCV1200G (UL) BACK |  |  | Unknown | Unknown | Unknown | Call for Quote | Call for Quote
0M-APCL0702X1P | ASSY COMMON TDCV4300G 460V 60HZ UL |  |  | UNIFLAIR ROOM COOLING | Unknown | Unknown | 33275 | 28283.75
0M-APCL0719X1P | ASSY COMMON TDAV0511D 230V 60HZ UL |  |  | UNIFLAIR ROOM COOLING | Unknown | Unknown | 26650 | 22652.5
0M-APCL0729X1P | ASSY COMMON TDAV0511G 460V 60HZ UL |  |  | UNIFLAIR ROOM COOLING | Unknown | Unknown | 26410 | 22448.5
0M-APCL0735X1P | ASSY COMMON TDAV1822G 460V 60HZ UL |  |  | UNIFLAIR ROOM COOLING | Unknown | Unknown | 44225 | 37591.25
0M-APCL0736X1P | ASSY COMMON TDAV2242G 460V 60HZ UL |  |  | UNIFLAIR ROOM COOLING | Unknown | Unknown | 55430 | 47115.5
0M-APCL0752X1P | ASSY COMMON TUAV1121G 460V 60HZ UL |  |  | UNIFLAIR ROOM COOLING | Unknown | Unknown | 39310 | 33413.5
0M-APCL0756X1P | ASSY COMMON TUAV2242G 460V 60HZ UL |  |  | UNIFLAIR ROOM COOLING | Unknown | Unknown | 55430 | 47115.5
0M-APCL0799X1P | ASSY COMMON TDWV0511D 230V 60HZ UL |  |  | UNIFLAIR ROOM COOLING | Unknown | Unknown | 23835 | 20259.75
0M-E7TGOPT008 | GUI - GRAPHIC DISPLAY MULTI MODULE |  |  | FAMILY OTHER FOR SP3PH | Unknown | Unknown | Call for Quote | Call for Quote
0M-E8TAWREMALMP4 | REMOTE ALARM STATUS PANEL 4 SYSTEM |  |  | FAMILY OTHER FOR SP3PH | Unknown | Unknown | Call for Quote | Call for Quote
0M-E8TGOPT036 | KIT GUI DSPLY KIT 750 800KVA 600V |  |  | Unknown | Unknown | Unknown | Call for Quote | Call for Quote
0M-E8THSBC3000 | EPS SERIES IP SBC SQD 3000A CABINET |  |  | Unknown | Unknown | Unknown | Call for Quote | Call for Quote
0M-E8TP750G-US | 750 KVA 480V PARALLEL MULTI MODULE USA |  |  | Unknown | Unknown | Unknown | Call for Quote | Call for Quote
0M-EIGHT WEEK | EIGHT WEEK LEADTIME FOR CUSTOM SOLUTION |  |  | Unknown | Unknown | Unknown | Call for Quote | Call for Quote
0M-EIGHTEEN WEEK | EIGHTEEN WEEK LT FOR CUSTOM SOLUTION |  |  | Unknown | Unknown | Unknown | Call for Quote | Call for Quote
0M-ELEVEN WEEK | ELEVEN WEEK LEADTIME FOR CUSTOM SOLUTION |  |  | Unknown | Unknown | Unknown | Call for Quote | Call for Quote
0M-FIFTEEN WEEK | FIVE WEEK LEADTIME FOR CUSTOM SOLUTION |  |  | Unknown | Unknown | Unknown | Call for Quote | Call for Quote
0M-FIVE WEEK | FIVE WEEK LEADTIME FOR CUSTOM SOLUTION |  |  | Unknown | Unknown | Unknown | Call for Quote | Call for Quote
0M-FOUR WEEK | FOUR WEEK LEADTIME FOR CUSTOM SOLUTION |  |  | Unknown | Unknown | Unknown | Call for Quote | Call for Quote
0M-FOURTEEN WEEK | FOURTEEN WEEK LEADTIME FOR CUSTOM |  |  | Unknown | Unknown | Unknown | Call for Quote | Call for Quote
0M-G4TH75G2 | MBC 2CB 65-80KVA 480V 125A |  |  | FAMILY OTHER FOR SP3PH | Unknown | Unknown | 3265 | 2775.25
0M-G5TBSH03 | MGE GALAXY 5000 BAT SHELF UPS12-490MR 48 |  |  | OPT MID RANGE 3PH UPS | Unknown | Unknown | 9385 | 7977.25
0M-G5TH100K130G32CB | MGE GALAXY 5000 100-130KVA WM MB 480V 3 CB |  |  | Unknown | Unknown | Unknown | 5510 | 4683.5
0M-G5TH100K130GADJ65 | MGE GALAXY 5000 100-130KVA ADJMB 480 65KAI |  |  | Unknown | Unknown | Unknown | 10745 | 9133.25
0M-GWTAA2 | MGE GALAXY PW EMPTY AUX CUBICLE 1015MM |  |  | MED INDUSTRIAL 3PH UPS | Unknown | Unknown | 3295 | 2800.75
0M-GWTAT4-CAT | CAT 4 DISTRIBUTION CB 125-400A 208 VAC |  |  | FSB SPARES | Unknown | Unknown | 3650 | 3102.5
0M-GWTB200B10 | 200KVA BATTERY CUBICLE 10MN 10YEARS |  |  | FSB SPARES | Unknown | Unknown | 36880 | 31348
0M-GWTGOPT006 | NEUTRAL SYSTEM TNC |  |  | FSB SPARES | Unknown | Unknown | Call for Quote | Call for Quote
0M-GWTT225INPISOTOP21 | AUX CAB 225INP ISO+TOP ENT 800 |  |  | Unknown | Unknown | Unknown | 17675 | 15023.75
0M-GWTT225INPISOTOP22 | AUX CAB 225INPISOL+TOP ENTRY |  |  | Unknown | Unknown | Unknown | 22350 | 18997.5
0M-GWTT225INPISOTOP23 | AUX CAB 225 INP ISO+TOP ENTRY |  |  | Unknown | Unknown | Unknown | 17955 | 15261.75
0M-GWTT225ISOAULL01 | AUX CAB 225 600/600 ISOL/AUTO |  |  | Unknown | Unknown | Unknown | 24340 | 20689
0M-GWTT225OUTAUTOP21 | AUX CAB 225 OUT AUTO+TOP 800 |  |  | Unknown | Unknown | Unknown | 15880 | 13498
0M-GWTT225OUTAUTOP23 | AUX CAB 225 OUT AUTO+TOP ENTRY |  |  | Unknown | Unknown | Unknown | 12125 | 10306.25
0M-NINE WEEK | NINE WEEK LEADTIME FOR CUSTOM SOLUTION |  |  | Unknown | Unknown | Unknown | Call for Quote | Call for Quote
0M-NINETEEN WEEK | NINETEEN WEEK LT FOR CUSTOM SOLUTION |  |  | Unknown | Unknown | Unknown | Call for Quote | Call for Quote
0M-ONE WEEK | ONE WEEK LEADTIME FOR CUSTOM SOLUTION |  |  | Unknown | Unknown | Unknown | Call for Quote | Call for Quote
0M-PMM4VOLTS2 | PMM CONNECTION KIT FOR 208V 400KVA |  |  | Unknown | Unknown | Unknown | 73 | 62.05
0M-PMM4VOLTS4 | PMM CONNECTION KIT FOR 400V 400KVA |  |  | Unknown | Unknown | Unknown | 589 | 500.65
0M-PMM5VOLTS2 | PMM CONNECTION KIT FOR 208V 500KVA |  |  | Unknown | Unknown | Unknown | 73 | 62.05
0M-PMM5VOLTS4 | PMM CONNECTION KIT FOR 400V 500KVA |  |  | Unknown | Unknown | Unknown | 584 | 496.4
0M-PMMCB252 | J-FRAME LSI 250 AMPS 80% 25KA 240V |  |  | Unknown | Unknown | Unknown | 1425 | 1211.25
0M-PMMCB256 | J-FRAME LSI 250 AMPS 80% 65KA 240V |  |  | Unknown | Unknown | Unknown | 1365 | 1160.25
0M-PMMCB402 | L-FRAME LSI 400 AMPS 80% 25KA 240V |  |  | Unknown | Unknown | Unknown | 1940 | 1649
0M-PMMCB406 | L-FRAME LSI 400 AMPS 80% 65KA 240V |  |  | Unknown | Unknown | Unknown | 1965 | 1670.25
0M-PMMCB602 | L-FRAME LSI 600 AMPS 80% 25KA 240V |  |  | Unknown | Unknown | Unknown | 1955 | 1661.75
0M-PMMCB606 | L-FRAME LSI 600 AMPS 80% 65KA 240V |  |  | Unknown | Unknown | Unknown | 2150 | 1827.5
0M-PMMCB2521 | J-FRAME LSI 250 AMPS 100% 25KA 240V |  |  | Unknown | Unknown | Unknown | 1950 | 1657.5
0M-PMMCB2561 | J-FRAME LSI 250 AMPS 100% 65KA 240V |  |  | Unknown | Unknown | Unknown | 2275 | 1933.75
0M-PMMCB4021 | L-FRAME LSI 400 AMPS 100% 25KA 240V |  |  | Unknown | Unknown | Unknown | 1965 | 1670.25
0M-PMMCB4061 | L-FRAME LSI 400 AMPS 100% 65KA 240V |  |  | Unknown | Unknown | Unknown | 1965 | 1670.25
0M-PMMCBF15 | PDU PANEL 1.5 IN BLANK FILLER |  |  | Unknown | Unknown | Unknown | 60 | 51
0M-PMMCBF45 | PDU PANEL 4.5 IN BLANK FILLER |  |  | Unknown | Unknown | Unknown | 54 | 45.9
0M-PMMCONC | P-FRAME COMPRESSION LUGS |  |  | Unknown | Unknown | Unknown | 657 | 558.45
0M-PMMCONM8 | P-FRAME MECHANICAL LUGS 800A |  |  | Unknown | Unknown | Unknown | 981 | 833.85
0M-PMMEPO | PMM EPO BOTTON |  |  | Unknown | Unknown | Unknown | 597 | 507.45
0M-PMMMIB-02 | P-FRAME 800A LSI 65KA CB ASY |  |  | Unknown | Unknown | Unknown | 3765 | 3200.25
0M-PMMMISW-02 | P-FRAME 800A 65KA SW ASY |  |  | Unknown | Unknown | Unknown | 3690 | 3136.5
0M-PMMMOB4-02 | R-FRAME LSI 400KVA 100KA AT 240V CB ASY WH |  |  | Unknown | Unknown | Unknown | 13475 | 11453.75
0M-PMMMOB5-02 | R-FRAME LSI 500KVA 100KA@240V CB ASY WH |  |  | Unknown | Unknown | Unknown | 14340 | 12189
0M-PMMMOBN4-02 | NO MAIN OUTPUT DEVICE 400 KVA WH |  |  | Unknown | Unknown | Unknown | 5255 | 4466.75
0M-PMMMOBN5-02 | NO MAIN OUTPUT DEVICE 500 KVA WH |  |  | Unknown | Unknown | Unknown | 6175 | 5248.75
0M-PMMMON4034-02 | EM3K OUT + EM4K 14CH 400KVA WH |  |  | Unknown | Unknown | Unknown | 2945 | 2503.25
0M-PMMMON4054-02 | PM5K OUT + EM4K 14CH 400KVA WH |  |  | Unknown | Unknown | Unknown | 3730 | 3170.5
0M-PMMMON4334-02 | EM3K IN + EM3KOUT + EM4K 14CH 400KVA WH |  |  | Unknown | Unknown | Unknown | 4410 | 3748.5
0M-PMMMON4354-02 | EM3K IN + PM5K OUT + EM4K 14CH 400KVA WH |  |  | Unknown | Unknown | Unknown | 5340 | 4539
0M-PMMMON4534-02 | PM5K IN + EM3K OUT + EM4K 14CH 400KVA WH |  |  | Unknown | Unknown | Unknown | 4620 | 3927
0M-PMMMON4554-02 | PM5K IN + PM5K OUT + EM4K 14CH 400KVA WH |  |  | Unknown | Unknown | Unknown | 5535 | 4704.75
0M-PMMMON5034-02 | EM3K OUT + EM4K 14CH 500KVA WH |  |  | Unknown | Unknown | Unknown | 2950 | 2507.5
0M-PMMMON5054-02 | PM5K OUT + EM4K 14CH 500KVA WH |  |  | Unknown | Unknown | Unknown | 3575 | 3038.75
0M-PMMMON5334-02 | EM3K IN + EM3KOUT + EM4K 14CH 500KVA WH |  |  | Unknown | Unknown | Unknown | 4410 | 3748.5
0M-PMMMON5354-02 | EM3K IN + PM5K OUT + EM4K 14CH 500KVA WH |  |  | Unknown | Unknown | Unknown | 5185 | 4407.25
0M-PMMMON5534-02 | PM5K IN + EM3K OUT + EM4K 14CH 500KVA WH |  |  | Unknown | Unknown | Unknown | 5085 | 4322.25
0M-PMMMON5554-02 | PM5K IN + PM5K OUT + EM4K 14H 500KVA WH |  |  | Unknown | Unknown | Unknown | 5380 | 4573
0M-PMMMREST | PMM MANUAL RESTART |  |  | Unknown | Unknown | Unknown | 440 | 374
0M-PMMNEPO | PMM NO EPO BOTTON |  |  | Unknown | Unknown | Unknown | 145 | 123.25
0M-PMMOPT002 | SQD PNLB A W/Q2H BCM |  |  | 3PH POWER DISTRIBUTION | Unknown | Unknown | 4065 | 3455.25
0M-PMMOPT004 | SQD 4 OUTPUT CB PNLB A 12CTS |  |  | 3PH POWER DISTRIBUTION | Unknown | Unknown | 5445 | 4628.25
0M-PMMOPT006 | SQD PNLB B W/Q2H BCM |  |  | 3PH POWER DISTRIBUTION | Unknown | Unknown | 4320 | 3672
0M-PMMOPT008 | SQD 4 OUTPUT CB PNLB B 12CT |  |  | 3PH POWER DISTRIBUTION | Unknown | Unknown | 5250 | 4462.5
0M-PMMOPT016 | METER VERIS IN/OUT |  |  | 3PH POWER DISTRIBUTION | Unknown | Unknown | 5025 | 4271.25
0M-PMMOPT021 | TVSS 100KA W/FUSE |  |  | 3PH POWER DISTRIBUTION | Unknown | Unknown | 1745 | 1483.25
0M-PMMOPT067 | SQD PNLB E W/Q2H 3CT SUBMAIN |  |  | 3PH POWER DISTRIBUTION | Unknown | Unknown | 2515 | 2137.75
0M-PMMOPT071 | SQD PNLB F W/Q2H 3CT SUBMAIN |  |  | 3PH POWER DISTRIBUTION | Unknown | Unknown | 2525 | 2146.25
0M-PMMOPT073 | SQD 4 OUTPUT CB PNLB F |  |  | 3PH POWER DISTRIBUTION | Unknown | Unknown | 4365 | 3710.25
0M-PMMOPT081 | SYS 84 TOP ENTRY 125-300KVA |  |  | 3PH POWER DISTRIBUTION | Unknown | Unknown | 2840 | 2414
0M-PMMOPT086 | SYS 210 FRONT / TOP 125-300KVA |  |  | 3PH POWER DISTRIBUTION | Unknown | Unknown | 9605 | 8164.25
0M-PMMOPT096 | SQD PNLB A W/Q2H BCM 3CT SUBM |  |  | 3PH POWER DISTRIBUTION | Unknown | Unknown | 4525 | 3846.25
0M-PMMOPT099 | SQD PNLB B W/Q2H BCM 3CT SUBM |  |  | 3PH POWER DISTRIBUTION | Unknown | Unknown | 4500 | 3825
0M-PMMOPT109 | SQD PNLB C W/Q2H BCM 3CT S 15" |  |  | 3PH POWER DISTRIBUTION | Unknown | Unknown | 4160 | 3536
0M-PMMOPT117 | SQD PNLB D W/SQL |  |  | 3PH POWER DISTRIBUTION | Unknown | Unknown | 1785 | 1517.25
0M-PMMOPT134 | METER CM4000 |  |  | 3PH POWER DISTRIBUTION | Unknown | Unknown | 11040 | 9384
0M-PMMOPT153 | METR CM4000 W/ETHRNTCARD 75KVA |  |  | 3PH POWER DISTRIBUTION | Unknown | Unknown | 13055 | 11096.75
0M-PMMOPT163 | METER VERIS IN/OUT 100/125 KVA |  |  | 3PH POWER DISTRIBUTION | Unknown | Unknown | 5095 | 4330.75
0M-PMMOPT172 | METER CM4000 150 KVA |  |  | 3PH POWER DISTRIBUTION | Unknown | Unknown | 11055 | 9396.75
0M-PMMOPT231 | SQD INPUT CB FCL 80A KIT |  |  | 3PH POWER DISTRIBUTION | Unknown | Unknown | 934 | 793.9
0M-PMMOPT234 | SQD INPUT CB KCL 110A KIT |  |  | 3PH POWER DISTRIBUTION | Unknown | Unknown | 1070 | 909.5
0M-PMMOPT240 | SQD INPUT CB KCL 175A KIT |  |  | 3PH POWER DISTRIBUTION | Unknown | Unknown | 1415 | 1202.75
0M-PMMOPT257 | XFMR ALUMINUM K20 30KVA 208V |  |  | 3PH POWER DISTRIBUTION | Unknown | Unknown | 2860 | 2431
0M-PMMOPT260 | SYS 84 BOTTOM ENTRY 30-100KVA |  |  | 3PH POWER DISTRIBUTION | Unknown | Unknown | 5005 | 4254.25
0M-PMMOPT273 | XFMR COPPER K20 50KVA 480V |  |  | 3PH POWER DISTRIBUTION | Unknown | Unknown | 11060 | 9401
0M-PMMOPT289 | XFMR CU K20 75KVA 480V |  |  | 3PH POWER DISTRIBUTION | Unknown | Unknown | 13365 | 11360.25
0M-PMMOPT301 | XFMR COPPER K20 100KVA 480V |  |  | 3PH POWER DISTRIBUTION | Unknown | Unknown | 16725 | 14216.25
0M-PMMOPT306 | SYS 126 FRONT / BOT 125-300KVA |  |  | 3PH POWER DISTRIBUTION | Unknown | Unknown | 8245 | 7008.25
0M-PMMOPT317 | XFMR COPPER K20 125KVA 480V |  |  | 3PH POWER DISTRIBUTION | Unknown | Unknown | 16875 | 14343.75
0M-PMMOPT329 | XFMR COPPER K20 150KVA 480V |  |  | 3PH POWER DISTRIBUTION | Unknown | Unknown | 23345 | 19843.25
0M-PMMOPT336 | XFMR COPPER K20 200KVA 480V |  |  | 3PH POWER DISTRIBUTION | Unknown | Unknown | 31965 | 27170.25
0M-PMMSTD4 | XFMR 400KVA, MIS, NO MOB, DUAL VOLTAGE |  |  | Unknown | Unknown | Unknown | 112935 | 95994.75
0M-PMMTCB252 | J-FRAME LSI 250 AMPS 80% 25KA 240V TST |  |  | Unknown | Unknown | Unknown | 1745 | 1483.25
0M-PMMTCB256 | J-FRAME LSI 250 AMPS 80% 65KA 240V TST |  |  | Unknown | Unknown | Unknown | 1815 | 1542.75
0M-PMMTCB402 | L-FRAME LSI 400 AMPS 80% 25KA 240V TST |  |  | Unknown | Unknown | Unknown | 2455 | 2086.75
0M-PMMTCB406 | L-FRAME LSI 400 AMPS 80% 65KA 240V TST |  |  | Unknown | Unknown | Unknown | 2480 | 2108
0M-PMMTCB602 | L-FRAME LSI 600 AMPS 80% 25KA 240V TST |  |  | Unknown | Unknown | Unknown | 2470 | 2099.5
0M-PMMTCB606 | L-FRAME LSI 600 AMPS 80% 65KA 240V TST |  |  | Unknown | Unknown | Unknown | 2845 | 2418.25
0M-PMMTCB2521 | J-FRAME LSI 250 AMPS 100% 25KA 240V TST |  |  | Unknown | Unknown | Unknown | 2270 | 1929.5
0M-PMMTCB2561 | J-FRAME LSI 250 AMPS 100% 65KA 240V TST |  |  | Unknown | Unknown | Unknown | 2595 | 2205.75
0M-PMMTCB4021 | L-FRAME LSI 400 AMPS 100% 25KA 240V TST |  |  | Unknown | Unknown | Unknown | 2480 | 2108
0M-PMMTCB4061 | L-FRAME LSI 400 AMPS 100% 65KA 240V TST |  |  | Unknown | Unknown | Unknown | 2840 | 2414
0M-PMMXFLRSTD126/12 | FLOOR STAND SYS126 12IN HIGH |  |  | Unknown | Unknown | Unknown | 3425 | 2911.25
0M-PMMXFLRSTD126/18 | FLOOR STAND SYS126 18IN HIGH |  |  | Unknown | Unknown | Unknown | 3425 | 2911.25
0M-PMMXFLRSTD168/12 | FLOOR STAND SY168 12IN HIGH |  |  | Unknown | Unknown | Unknown | 3425 | 2911.25
0M-PMMXFLRSTD168/18 | FLOOR STAND SY168 18IN HIGH |  |  | Unknown | Unknown | Unknown | 3425 | 2911.25
0M-PMMXFLRSTD210/12 | FLOOR STAND SY210 12IN HIGH |  |  | Unknown | Unknown | Unknown | 4845 | 4118.25
0M-PMMXFLRSTD210/18 | FLOOR STAND SY210 18IN HIGH |  |  | Unknown | Unknown | Unknown | 4845 | 4118.25
0M-PMRFF084S2 | 208V INPUT/OUTPUT 84 POLE S-S 2SOURCE |  |  | 3PH POWER DISTRIBUTION | Unknown | Unknown | 8555 | 7271.75
0M-PMRFF168B4 | 208V INPUT/OUTPUT 168 POLE B-B 4SOURCE |  |  | 3PH POWER DISTRIBUTION | Unknown | Unknown | 16105 | 13689.25
0M-PMRFF168S4 | 208V INPUT/OUTPUT 168 POLE S-S 4SOURCE |  |  | 3PH POWER DISTRIBUTION | Unknown | Unknown | 16515 | 14037.75
0M-PMROPTS074 | SQD PNLB C W/KA BCM |  |  | 3PH POWER DISTRIBUTION | Unknown | Unknown | 4785 | 4067.25
0M-PMROPTS085 | SQD PNLB D W/KA BCM |  |  | 3PH POWER DISTRIBUTION | Unknown | Unknown | 4770 | 4054.5
0M-PMROPTS100 | REMOTE NO METER FOR PMM |  |  | Unknown | Unknown | Unknown | 87 | 73.95
0M-PMROPTSS002 | SQD PNLB A W/Q2H BCM 3CT SUBMAIN SSOURCE |  |  | 3PH POWER DISTRIBUTION | Unknown | Unknown | 4195 | 3565.75
0M-PMROPTSS004 | SQD PNLB B W/Q2H BCM 3CT SUBMAIN SSOURCE |  |  | 3PH POWER DISTRIBUTION | Unknown | Unknown | 4120 | 3502
0M-PMROPTSS005 | SQD PNLB C W/Q2H BCM SSOURCE |  |  | 3PH POWER DISTRIBUTION | Unknown | Unknown | 3970 | 3374.5
0M-PMROPTSS007 | SQD PNLB D W/Q2H BCM SSOURCE |  |  | 3PH POWER DISTRIBUTION | Unknown | Unknown | 3960 | 3366
0M-PMROPTSS009 | REMOTE PMM 084S W/ 2 MTR |  |  | 3PH POWER DISTRIBUTION | Unknown | Unknown | 10065 | 8555.25
0M-PMRXFLRSTD168/18 | FLOOR STAND SY168 18IN HIGH |  |  | Unknown | Unknown | Unknown | 3025 | 2571.25
0M-PMRXJBOX | INPUT JBOX AND CABLE 5HW 310A |  |  | 3PH POWER DISTRIBUTION | Unknown | Unknown | 4550 | 3867.5
0M-PMRXJBOXASSY | ASSY JBOX BASIC 36X18X8 PMR |  |  | 3PH POWER DISTRIBUTION | Unknown | Unknown | 1750 | 1487.5
0M-RPPMMCH21C | MECHANICAL LUG 250A COPPER INPUT (1CB) |  |  | 3PH POWER DISTRIBUTION | Unknown | Unknown | 156 | 132.6
0M-RPPMMCH22C | MECHANICAL LUG 250A COPPER INPUT (2CB) |  |  | 3PH POWER DISTRIBUTION | Unknown | Unknown | 156 | 132.6
0M-SET-06-001 | ASSY MY06 SETUP INPUT 1PH SNGL |  |  | Unknown | Unknown | Unknown | Call for Quote | Call for Quote
0M-SEVEN WEEK | SEVEN WEEK LEADTIME FOR CUSTOM SOLUTION |  |  | Unknown | Unknown | Unknown | Call for Quote | Call for Quote
0M-SEVENTEEN WEEK | SEVENTEEN WEEK LT FOR CUSTOM SOLUTION |  |  | Unknown | Unknown | Unknown | Call for Quote | Call for Quote
0M-SIX WEEK | SIX WEEK LEADTIME FOR CUSTOM SOLUTION |  |  | Unknown | Unknown | Unknown | Call for Quote | Call for Quote
0M-SIXTEEN WEEK | SIXTEEN WEEK LT FOR CUSTOM SOLUTION |  |  | Unknown | Unknown | Unknown | Call for Quote | Call for Quote
0M-SPD208V | 208Y/120V, 3-PH SPD 240KA |  |  | Unknown | Unknown | Unknown | 1665 | 1415.25
0M-SPD400V | 480Y/277V, 3-PH SPD 240KA |  |  | Unknown | Unknown | Unknown | 2100 | 1785
0M-STEXSEISBRK | SEISMIC BRACKET KIT |  |  | CRITICAL POWER COMPNTS | Unknown | Unknown | 64 | 54.4
0M-TEN WEEK | TEN WEEK LEADTIME FOR CUSTOM SOLUTION |  |  | Unknown | Unknown | Unknown | Call for Quote | Call for Quote
0M-THIRTEEN WEEK | THIRTEEN WEEK LT FOR CUSTOM SOLUTION |  |  | Unknown | Unknown | Unknown | Call for Quote | Call for Quote
0M-THREE WEEK | THREE WEEK LEADTIME FOR CUSTOM SOLUTION |  |  | Unknown | Unknown | Unknown | Call for Quote | Call for Quote
0M-TMRAE12800 | PCA UTALK |  |  | Unknown | Unknown | Unknown | 175 | 148.75
0M-TMRAE173127 | PCA JBUS RS485 |  |  | Unknown | Unknown | Unknown | 278 | 236.3
0M-TMRAE50430701 | PCBA COM JBUS (BALI) QTY 2 |  |  | Unknown | Unknown | Unknown | 485 | 412.25
0M-TMRAL007 | MGE GALAXY 5000 5 PAR INTER CABLE KIT |  |  | FAMILY OTHER FOR SP3PH | Unknown | Unknown | 1490 | 1266.5
0M-TMRAL011 | CABLES FOR TFO CUBICLE |  |  | Unknown | Unknown | Unknown | 1065 | 905.25
0M-TMRAL012 | CABLES FOR BATTERY CUBICLE |  |  | Unknown | Unknown | Unknown | 907 | 770.95
0M-TWELVE WEEK | TWELVE WEEK LEADTIME FOR CUSTOM SOLUTION |  |  | Unknown | Unknown | Unknown | Call for Quote | Call for Quote
0M-TWENTY WEEK | TWENTY WEEK LT FOR CUSTOM SOLUTION |  |  | Unknown | Unknown | Unknown | Call for Quote | Call for Quote
0M-TWO WEEK | TWO WEEK LEADTIME FOR CUSTOM SOLUTION |  |  | Unknown | Unknown | Unknown | Call for Quote | Call for Quote
0N-0085 | CW 3HP MOTOR 220V 50HZ |  |  | Unknown | Unknown | Unknown | Call for Quote | Call for Quote
0N-0086 | CW 3HP MOTOR 380V 50HZ |  |  | Unknown | Unknown | Unknown | Call for Quote | Call for Quote
0N-0087 | CW 3HP MOTOR 575V 60HZ |  |  | Unknown | Unknown | Unknown | Call for Quote | Call for Quote
0N-0088 | CW 5HP MOTOR 230V 60HZ |  |  | Unknown | Unknown | Unknown | Call for Quote | Call for Quote
0N-0089 | CW 5HP MOTOR 220V 50HZ |  |  | Unknown | Unknown | Unknown | Call for Quote | Call for Quote
0N-0090 | CW 5HP MOTOR 380V 50HZ |  |  | Unknown | Unknown | Unknown | Call for Quote | Call for Quote
0N-0091 | CW 5HP MOTOR 575V 60HZ |  |  | Unknown | Unknown | Unknown | Call for Quote | Call for Quote
0N-0094 | CW CONDENSATE PUMP OVERFLOW - LOCAL ALAR |  |  | Unknown | Unknown | Unknown | Call for Quote | Call for Quote
0N-0144 | CW 50KW OPTIONAL PULLEY AND BELT 50HZ |  |  | Unknown | Unknown | Unknown | 410 | 348.5
0N-0145 | CW 50KW OPTIONAL PULLEY AND BELT 60HZ |  |  | Unknown | Unknown | Unknown | 410 | 348.5
0N-0146 | CW 70KW OPTIONAL PULLEY AND BELT 50HZ |  |  | Unknown | Unknown | Unknown | 410 | 348.5
0N-0147 | CW 70KW OPTIONAL PULLEY AND BELT 60HZ |  |  | Unknown | Unknown | Unknown | 410 | 348.5
0N-0148 | CW 87KW OPTIONAL PULLEY AND BELT 50HZ |  |  | Unknown | Unknown | Unknown | 814 | 691.9
0N-0154 | S/A CW CM50-65 460V OPT BLWR & 2HP MTR |  |  | Unknown | Unknown | Unknown | 1955 | 1661.75
0P4533B | ASSY SBP CAN I/O FOR BV |  |  | Unknown | Unknown | Unknown | 1290 | 1096.5
0P9115 | ASSY,PCB,MASTER CONTROLLER |  |  | Unknown | Unknown | Unknown | 1495 | 1270.75
0P9127 | ASSY,DSPL/MEM SW/LVD,24/48 |  |  | Unknown | Unknown | Unknown | 865 | 735.25
0P9131 | MX28 C/B BACKPLANE |  |  | Unknown | Unknown | Unknown | 140 | 119
0P9136 | COMPONENT ASSY LVD CONTROL CARD (-48V) |  |  | Unknown | Unknown | Unknown | 107 | 90.95
0P9137 | LVD CONTROL CARD |  |  | Unknown | Unknown | Unknown | 1.8 | 1.53
0P9139 | PWB ASSY-GMT |  |  | Unknown | Unknown | Unknown | 2.1 | 1.785
0P9154 | CCA-LVD CONTROL CARD |  |  | Unknown | Unknown | Unknown | 2.1 | 1.785
0P9163 | CCA-MX06 W/60A BREAKER |  |  | Unknown | Unknown | Unknown | 2.1 | 1.785
0P9165 | WIRING ASSY LVD CONTROL PCB (-48V) |  |  | Unknown | Unknown | Unknown | 152 | 129.2
0P9166 | WIRING ASSY LVD CONTROL PCB (-48V) |  |  | Unknown | Unknown | Unknown | 135 | 114.75
0S-E6TDOCOPT001 | UPS ELEC RM ISO FILTER 300/375KVA |  |  | Unknown | Unknown | Unknown | Call for Quote | Call for Quote
0S-E6TDOCOPT002 | UPS ELEC RM ISO FILTER 300/375KVA |  |  | Unknown | Unknown | Unknown | Call for Quote | Call for Quote
0S-E6TDOCOPT003 | UPS ELEC RM ISO FILTER 300/375KVA |  |  | Unknown | Unknown | Unknown | Call for Quote | Call for Quote
0S-E6TDOCOPT004 | UPS 375KVA PARALLEL MODULE |  |  | Unknown | Unknown | Unknown | 36 | 30.6
0S-E7TDOCOPT001 | UPS SM 300-500KVA |  |  | Unknown | Unknown | Unknown | Call for Quote | Call for Quote
0S-E7TDOCOPT002 | UPS SM LCP 300-500KVA |  |  | Unknown | Unknown | Unknown | Call for Quote | Call for Quote
0S-E7TDOCOPT003 | UPS SM REM MBC 300-500KVA |  |  | Unknown | Unknown | Unknown | Call for Quote | Call for Quote
0S-E7TDOCOPT004 | UPS SM REM MBC 65KA 300-500KVA |  |  | Unknown | Unknown | Unknown | Call for Quote | Call for Quote
0S-E7TDOCOPT005 | UPS MM 300-500KVA |  |  | Unknown | Unknown | Unknown | Call for Quote | Call for Quote
0S-E7TDOCOPT006 | UPS MM 65KA 300-500KVA |  |  | Unknown | Unknown | Unknown | Call for Quote | Call for Quote
0S-PMMDOCOPT017 | PLUS 168P 208/480/600V 400A 75/200-300K |  |  | Unknown | Unknown | Unknown | Call for Quote | Call for Quote
0S-PMMDOCOPT018 | PLUS 210P 480/600V 400A 200-225 KVA |  |  | Unknown | Unknown | Unknown | Call for Quote | Call for Quote
0S-PMMDOCOPT019 | PLUS 252P 480/600V 400A 200-300 KVA |  |  | Unknown | Unknown | Unknown | Call for Quote | Call for Quote
0T-0118 | KIT LABEL 80K NAM PDU DUAL FEED W/X-TIE |  |  | Unknown | Unknown | Unknown | 87 | 73.95
0W1265 | CABLE DC MX06 15FT |  |  | Unknown | Unknown | Unknown | 37 | 31.45
0W7711 | CABLE WATER DETECTOR SENSE 50' |  |  | Unknown | Unknown | Unknown | Call for Quote | Call for Quote
0W7743 | CABLE,WATER DETECTOR SENSE100ù |  |  | Unknown | Unknown | Unknown | Call for Quote | Call for Quote
0W9138 | PROBE,TEMP.,BATTERY 15 FT |  |  | Unknown | Unknown | Unknown | 35 | 29.75
0W9139 | PROBE,TEMP.,BATTERY 50 FT |  |  | Unknown | Unknown | Unknown | 79 | 67.15
0W9335 | RESISTOR CABLE-RED |  |  | Unknown | Unknown | Unknown | 12.75 | 10.8375
0W9336 | RESISTOR CABLE-WHITE |  |  | Unknown | Unknown | Unknown | 21.75 | 18.4875
0W9428 | WA,CB TIER, SENSING |  |  | Unknown | Unknown | Unknown | 53 | 45.05
0W9440 | POWER WIRE |  |  | Unknown | Unknown | Unknown | 65 | 55.25
0W9441 | POWER WIRE(MX28) |  |  | Unknown | Unknown | Unknown | 65 | 55.25
0W9442 | POWER WIRE (MX28B400) |  |  | Unknown | Unknown | Unknown | 65 | 55.25
0W9443 | POWER WIRE (MX28B400-AFC) |  |  | Unknown | Unknown | Unknown | 65 | 55.25
0W9444 | POWER WIRE |  |  | Unknown | Unknown | Unknown | 65 | 55.25
0W9445 | POWER CABLE(MX28B400-AFC) |  |  | Unknown | Unknown | Unknown | 65 | 55.25
0W9446 | POWER CABLE |  |  | Unknown | Unknown | Unknown | 65 | 55.25
0W9449 | RIBBON CABLE FLT TO RND 20 26P CONN T |  |  | Unknown | Unknown | Unknown | 16.25 | 13.8125
0W9450 | RIBBON CABLE FLT 15 14P CONN TO 14P C |  |  | Unknown | Unknown | Unknown | 16.25 | 13.8125
0W9452 | RIBBON CABLE (MX28) |  |  | Unknown | Unknown | Unknown | 9.8 | 8.33
0W9453 | RIBBON CABLE (MX28) |  |  | Unknown | Unknown | Unknown | 7.2 | 6.12
0W9455 | WIRE ASSY MX28B 6P POWER CABLE |  |  | Unknown | Unknown | Unknown | 21.75 | 18.4875
0W9456 | RECT.CONTROL WIRE (MX28) |  |  | Unknown | Unknown | Unknown | 8.1 | 6.885
0W9459 | CABLE RIBBON 10POS 7 10P CONN/10P CON |  |  | Unknown | Unknown | Unknown | 7.2 | 6.12
0W9460 | RECT.CONTROL(2ND SHELF)MX28B400 |  |  | Unknown | Unknown | Unknown | 178 | 151.3
0W9469 | RECTIFIER CONTROL(MX28B150) |  |  | Unknown | Unknown | Unknown | 85 | 72.25
0W9470 | POWER CABLE,BATT.INPUT(MX28B150) |  |  | Unknown | Unknown | Unknown | 29 | 24.65
0W9471 | POWER CABLE,BATT.RETURN(MX28B150) |  |  | Unknown | Unknown | Unknown | 31 | 26.35
0W9477 | RETURN CABLE |  |  | Unknown | Unknown | Unknown | 12.75 | 10.8375
0W9485 | "WIRE #10 GRN/YEL 5.9" #6RNG TERM / #6 RNG TERM" |  |  | Unknown | Unknown | Unknown | 1.8 | 1.53
0W9487 | CONTROL CARD CABLE: NO.2 ROHS |  |  | Unknown | Unknown | Unknown | 25 | 21.25
0W9489 | RECTIFIER CONTROL |  |  | Unknown | Unknown | Unknown | 170 | 144.5
0W9490 | RECTIFIER CONTROL |  |  | Unknown | Unknown | Unknown | 182 | 154.7
0W9491 | RECTIFIER CONTROL |  |  | Unknown | Unknown | Unknown | 164 | 139.4
0W9494 | DC POWER CABLE |  |  | Unknown | Unknown | Unknown | 252 | 214.2
0W9495 | DC POWER CABLE |  |  | Unknown | Unknown | Unknown | 283 | 240.55
0W9814 | WIRE #22 TP 1.5 TPI GRN & BLK 0.093 SKT |  |  | Unknown | Unknown | Unknown | 51 | 43.35
0W9815 | WIRE #22 BLK 6 0.093 SKT / 0.093 SKT |  |  | Unknown | Unknown | Unknown | 51 | 43.35
0W9816 | AC CABLE (MX28) |  |  | Unknown | Unknown | Unknown | 20.25 | 17.2125
0W9817 | WIRE ASSEMBLY RELAY OUTPUT(MX28) |  |  | Unknown | Unknown | Unknown | 7.2 | 6.12
0W9818 | RECT.SENSE CABLE (MX28) |  |  | Unknown | Unknown | Unknown | 16.25 | 13.8125
0W9821 | WIRE#10 RED 36 #6RNG TERM/CUT |  |  | Unknown | Unknown | Unknown | 1.8 | 1.53
0W9822 | WIRE#10 BLK 36 #6RNG TERM/CUT |  |  | Unknown | Unknown | Unknown | 1.8 | 1.53
0W9823 | WIRE#10 GRN/YEL 36 #6RNG TERM/CUT |  |  | Unknown | Unknown | Unknown | 1.8 | 1.53
0W9824 | "WIRE #10 RED 5.9" #6 RNG TERM / #6 RNG TERM" |  |  | Unknown | Unknown | Unknown | 1.8 | 1.53
0W9825 | "WIRE #10 BLK 5.9" #6 RNG TERM / #6 RNG TERM" |  |  | Unknown | Unknown | Unknown | 1.8 | 1.53
0W9826 | JUMPER CABLE |  |  | Unknown | Unknown | Unknown | 1.8 | 1.53
0W9827 | WIRE #12 GRN/YEL 28 CUT / CUT |  |  | Unknown | Unknown | Unknown | 12.75 | 10.8375
0W9828 | WIRE #12 GRN/YEL 43 CUT/ CUT |  |  | Unknown | Unknown | Unknown | 14.5 | 12.325
0W9829 | WIRE #12 GRN/YEL 52 CUT / CUT |  |  | Unknown | Unknown | Unknown | 14.5 | 12.325
0W9830 | CONTROL CABLE |  |  | Unknown | Unknown | Unknown | 16.25 | 13.8125
0W9835 | CB SENSE |  |  | Unknown | Unknown | Unknown | 16.25 | 13.8125
0W9836 | DC/DC CABLE |  |  | Unknown | Unknown | Unknown | 36 | 30.6
0W9837 | EXTENSION CABLE |  |  | Unknown | Unknown | Unknown | 40 | 34
0W9838 | RIBBON CABLE FLT 44 26P CONN T0 26P C |  |  | Unknown | Unknown | Unknown | 18.25 | 15.5125
0W9841 | CB/SHUNT CABLE |  |  | Unknown | Unknown | Unknown | 45 | 38.25
0W9842 | CABLE ASSEMBLY, BATTERY |  |  | Unknown | Unknown | Unknown | 20 | 17
0W9844 | CABLE ASSEMBLY, MX06 POWER (D.C.) |  |  | Unknown | Unknown | Unknown | 35 | 29.75
0W9845 | CABLE ASSEMBLY, MX06 POWER (- D.C. |  |  | Unknown | Unknown | Unknown | 36 | 30.6
0W9846 | CABLE ASSEMBLY, BATTERY (MX28) |  |  | Unknown | Unknown | Unknown | 45 | 38.25
0W9847 | CABLE ASSY,D.C. (MX28 |  |  | Unknown | Unknown | Unknown | 153 | 130.05
0W9848 | CABLE ASSY, D.C. (MX28) |  |  | Unknown | Unknown | Unknown | 137 | 116.45
0W9849 | CABLE ASSY, D.C. (MX28) |  |  | Unknown | Unknown | Unknown | 123 | 104.55
0W9850 | CABLE ASSY, -D.C. (MX28) |  |  | Unknown | Unknown | Unknown | 153 | 130.05
0W9851 | CABLE ASSY, -D.C. (MX28) |  |  | Unknown | Unknown | Unknown | 132 | 112.2
0W9852 | CABLE ASSY, -D.C. (MX28) |  |  | Unknown | Unknown | Unknown | 117 | 99.45
0W9853 | RESISTOR CABLE-PURPLE |  |  | Unknown | Unknown | Unknown | 21.75 | 18.4875
0W9854 | RESISTOR CABLE-BROWN |  |  | Unknown | Unknown | Unknown | 21.75 | 18.4875
0W9855 | RESISTOR CABLE-BLUE |  |  | Unknown | Unknown | Unknown | 21.75 | 18.4875
0W9856 | RESISTOR CABLE-YELLOW |  |  | Unknown | Unknown | Unknown | 21.75 | 18.4875
0W9857 | RESISTOR CABLE-GREEN |  |  | Unknown | Unknown | Unknown | 21.75 | 18.4875
0W9858 | RESISTOR CABLE-ORANGE |  |  | Unknown | Unknown | Unknown | 12.75 | 10.8375
0W9859 | RESISTOR CABLE-BLACK |  |  | Unknown | Unknown | Unknown | 21.75 | 18.4875
0W9867 | RIBBON CABLE CONTROLLER |  |  | Unknown | Unknown | Unknown | 23.5 | 19.975
0W02050 | "WIRE #6 BLK 21" LUG 2H 5/8 CTR/LUG 2H 5/8 CTR" |  |  | Unknown | Unknown | Unknown | 57 | 48.45
0W09050 | ASSY CABLE - ALARM OUTPUT |  |  | Unknown | Unknown | Unknown | 65 | 55.25
0W09051 | ASSY CABLE - ALARM INPUT |  |  | Unknown | Unknown | Unknown | 67 | 56.95
0W90173 | CABLE ASSY, POWER MXO6B |  |  | Unknown | Unknown | Unknown | 119 | 101.15
0W90186 | CABLE PWR L5-20P&#6R 12/3AWG |  |  | Unknown | Unknown | Unknown | 57 | 48.45
0W90197 | ASSY CABLE-MX06-100/BATT |  |  | Unknown | Unknown | Unknown | 130 | 110.5
0W90198 | ASSY CABLE-MX06-100/NEG BUS |  |  | Unknown | Unknown | Unknown | 130 | 110.5
0W90199 | ASSY CABLE-MX06-100/RTN BUS |  |  | Unknown | Unknown | Unknown | 130 | 110.5
1VDF350GJJG/K | 36-75VDC INPUT KESTREL |  |  | Unknown | Unknown | Unknown | 1130 | 960.5
1VWS400N/4J | POWER SUPPLY 400WATT |  |  | Unknown | Unknown | Unknown | 615 | 522.75
1WS100S54/FL | WALL MTG 100W SYS SW LVD, 1R |  |  | Unknown | Unknown | Unknown | 1510 | 1283.5
1WS100S54/FLL | WALL MTG 100/200W SYS SW LVD,2R |  |  | Unknown | Unknown | Unknown | 1090 | 926.5
1WS200S54/FLL | WALL MTG 200/400W SYS SW LVD,2R |  |  | Unknown | Unknown | Unknown | 2335 | 1984.75
031-000000-0000 | BATTERY 12V UPS12-210MR |  |  | Unknown | Unknown | Unknown | 208 | 176.8
129-0273 | RES CARB FLM 1/2W 5% 27KOHM |  |  | Unknown | Unknown | Unknown | 1.8 | 1.53
137-9000 | SHUNT-500AMP,50MV |  |  | Unknown | Unknown | Unknown | 53 | 45.05
137-9005 | SHUNT,DC,100A,50MV |  |  | Unknown | Unknown | Unknown | 20 | 17
137-9010 | SHUNT,400A,50MV |  |  | Unknown | Unknown | Unknown | 38 | 32.3
375-1000 | DISPLAY,4X20 LCD W/CASE |  |  | Unknown | Unknown | Unknown | Call for Quote | Call for Quote
430-0138 | CM Transformer |  |  | SMALL SYSTEM COOLING | Unknown | NetworkAIR CM | Call for Quote | Call for Quote
430-0186 | TRANSF 277PRI 120/240V 7.5KVA |  |  | Unknown | Unknown | Unknown | Call for Quote | Call for Quote
430-0812 | TRANSF,2.00K 240/480P 24/48S |  |  | Unknown | Unknown | Unknown | Call for Quote | Call for Quote
450-0289 | VALVE,SOLENOID 1/2ODF 24V NOOE |  |  | Unknown | Unknown | Unknown | Call for Quote | Call for Quote
490-1001 | PUMP,COND 230V |  |  | Unknown | Unknown | Unknown | Call for Quote | Call for Quote
491-0100 | AFX Main Power Starter, 575V |  |  | Unknown | Unknown | Unknown | Call for Quote | Call for Quote
516-4012 | CM Fuse - Electric Reheat No Humidifier - 230/1/60 3-5kW |  |  | SMALL SYSTEM COOLING | Unknown | NetworkAIR CM | 14.75 | 12.5375
516-4014 | CM FUSE - ELECTRIC REHEAT AND HUMIDIFIER - 230/1/60, 3-5KW |  |  | Unknown | Unknown | Unknown | 14.75 | 12.5375
516-4021 | CM FUSE - NO REHEAT, HUMIDIFIER - 230/1/60, 3-5KW |  |  | Unknown | Unknown | Unknown | 14.75 | 12.5375
516-4039 | FUSE, DUAL ELEM. 600V 45A |  |  | Unknown | Unknown | Unknown | 14.75 | 12.5375
516-4045 | CM Fuse - No Reheat Humidifier - 277/1/60 3-10kW |  |  | SMALL SYSTEM COOLING | Unknown | NetworkAIR CM | 14.75 | 12.5375
516-4047 | "FUS 20A Clip/Fuse Holder 0.41"x1.4"" |  |  | Unknown | Unknown | Unknown | 14.75 | 12.5375
516-4050 | FUSE,CLASS K5 250V 50A |  |  | Unknown | Unknown | Unknown | Call for Quote | Call for Quote
516-4075 | FUSE,CLASS K5 250V 20A |  |  | Unknown | Unknown | Unknown | Call for Quote | Call for Quote
516-4076 | "FUS 15A K5 Clip/Fuse Holder 2"x0.56"" |  |  | Unknown | Unknown | Unknown | Call for Quote | Call for Quote
516-4079 | CM Fuse - Electric Reheat, Humidifier - 277/1/60, 3-5kW |  |  | Unknown | Unknown | Unknown | 14.75 | 12.5375
516-4080 | FUSE,POWER 600V 25A |  |  | Unknown | Unknown | Unknown | Call for Quote | Call for Quote
516-4082 | FUSE,POWER 600V 20A |  |  | Unknown | Unknown | Unknown | Call for Quote | Call for Quote
516-4084 | FUSE,POWER 600V 35A |  |  | Unknown | Unknown | Unknown | Call for Quote | Call for Quote
516-4107 | CM Fuseblock, 230/1/60, 3-5kW |  |  | Unknown | Unknown | Unknown | 23 | 19.55
516-4110 | CM Fuseblock - Electric Reheat Only or Humidifier Only, 277/1/60, 3-10kW |  |  | Unknown | Unknown | Unknown | 23 | 19.55
516-4111 | CM Fuseblock - Electric Reheat Only, 277/1/60, 7-10kW |  |  | Unknown | Unknown | Unknown | 23 | 19.55
516-4112 | CM Fuseblock - Electric Reheat and Humdifier, 277/1/60, 3-10kW |  |  | Unknown | Unknown | Unknown | 23 | 19.55
516-4130 | FUSE,POWER 600V 40A |  |  | Unknown | Unknown | Unknown | Call for Quote | Call for Quote
516-4133 | FUSEBLCK R 1P SR 600V 31-60A |  |  | Unknown | Unknown | Unknown | 23 | 19.55
516-9128 | FUSE,GMT TYPE,1-1/3A |  |  | Unknown | Unknown | Unknown | 6.1 | 5.185
530-0223 | CKT BKR 2P 6A 480VAC 6KAIC |  |  | Unknown | Unknown | Unknown | Call for Quote | Call for Quote
530-0237 | CKT BKR 2P 4A 480VAC 6KAIC |  |  | Unknown | Unknown | Unknown | Call for Quote | Call for Quote
530-0290 | CKT BKR 1P 35A 277VAC 14KAIC |  |  | Unknown | Unknown | Unknown | Call for Quote | Call for Quote
530-0466 | CW MAIN POWER CIRCUIT BREAKER, 230V & 460V |  |  | Unknown | Unknown | Unknown | Call for Quote | Call for Quote
530-9104 | 225A C/B ,/ BUS BAR CONN |  |  | Unknown | Unknown | Unknown | 833 | 708.05
530-9105 | CIR.BRKR,1 POLE,100A |  |  | Unknown | Unknown | Unknown | 53 | 45.05
530-9106 | CIRCUIT BREAKER,100A,MOTOR |  |  | Unknown | Unknown | Unknown | 170 | 144.5
530-9109 | C/B-100A,1/4-20THD,AUX-SW |  |  | Unknown | Unknown | Unknown | 146 | 124.1
530-9110 | C/B-50A,10-32THD,AUX-SW |  |  | Unknown | Unknown | Unknown | 53 | 45.05
530-9111 | C/B-30A,10-32THD,AUX-SW |  |  | Unknown | Unknown | Unknown | 47 | 39.95
530-9112 | C/B-20A,10-32THD,AUX-SW |  |  | Unknown | Unknown | Unknown | 47 | 39.95
530-9113 | C/B-10A,10-32THD,AUX-SW |  |  | Unknown | Unknown | Unknown | 47 | 39.95
530-9114 | C/B-40A,10-32,AUX-SW |  |  | Unknown | Unknown | Unknown | 47 | 39.95
530-9121 | LVD,1200A, 60V AUX SW, DIODE |  |  | Unknown | Unknown | Unknown | 285 | 242.25
530-9969 | CB JDTC LINE COVER TERMINATION |  |  | Unknown | Unknown | Unknown | 167 | 141.95
530-9970 | CB LGJTC LINE COVER TERMINATION |  |  | Unknown | Unknown | Unknown | 239 | 203.15
540-0111 | SWITCH DISCONN 3POLE 30A 600V |  |  | Unknown | Unknown | Unknown | Call for Quote | Call for Quote
541-0025 | SENSOR,TEMP/HUMID 4-20MA |  |  | Unknown | Unknown | Unknown | Call for Quote | Call for Quote
541-0056 | THERMO: MULTISTAGE |  |  | Unknown | Unknown | Unknown | Call for Quote | Call for Quote
560-0216 | SW,DISC 2P+N 60A 240V 3R FU |  |  | Unknown | Unknown | Unknown | Call for Quote | Call for Quote
560-0221 | SW,FUSIBLE 240V 60A 2P |  |  | Unknown | Unknown | Unknown | Call for Quote | Call for Quote
560-0223 | KIT,NEUTRAL 60A 600V |  |  | Unknown | Unknown | Unknown | Call for Quote | Call for Quote
560-0224 | KIT,NEUTRAL 60A F/FUSIBLE DISC |  |  | Unknown | Unknown | Unknown | Call for Quote | Call for Quote
560-0225 | SW,FUSIBLE NEMA 1 600V 60A |  |  | Unknown | Unknown | Unknown | Call for Quote | Call for Quote
560-0226 | SW,FUSIBLE NEMA 1 240V 30A 3P |  |  | Unknown | Unknown | Unknown | Call for Quote | Call for Quote
611-7000A | CABLE 2 COND 22 GA COMMUNICATION |  |  | Unknown | Unknown | Unknown | Call for Quote | Call for Quote
611-7050 | CABLE SHLD STRND 4 COND 22AWG |  |  | Unknown | Unknown | Unknown | Call for Quote | Call for Quote
650-0182-001 | CORDSET 650-0182 5FT |  |  | Unknown | Unknown | Unknown | 61 | 51.85
650-0182-002 | CORDSET 650-0182 7FT |  |  | Unknown | Unknown | Unknown | 66 | 56.1
650-0182-003 | CORDSET 650-0182 9FT |  |  | Unknown | Unknown | Unknown | 70 | 59.5
650-0182-004 | CORDSET 650-0182 11FT |  |  | Unknown | Unknown | Unknown | 77 | 65.45
650-0182-005 | CORDSET 650-0182 13FT |  |  | Unknown | Unknown | Unknown | 82 | 69.7
650-0182-006 | CORDSET 650-0182 15FT |  |  | Unknown | Unknown | Unknown | 86 | 73.1
650-0182-007 | CORDSET 650-0182 17FT |  |  | Unknown | Unknown | Unknown | 95 | 80.75
650-0182-008 | CORDSET 650-0182 19FT |  |  | Unknown | Unknown | Unknown | 100 | 85
650-0182-009 | CORDSET 650-0182 21FT |  |  | Unknown | Unknown | Unknown | 106 | 90.1
650-0182-010 | CORDSET 650-0182 23FT |  |  | Unknown | Unknown | Unknown | 111 | 94.35
650-0182-011 | CORDSET 650-0182 25FT |  |  | Unknown | Unknown | Unknown | 120 | 102
650-0182-012 | CORDSET 650-0182 27FT |  |  | Unknown | Unknown | Unknown | 124 | 105.4
650-0182-013 | CORDSET 650-0182 29FT |  |  | Unknown | Unknown | Unknown | 131 | 111.35
650-0182-014 | CORDSET 650-0182 31FT |  |  | Unknown | Unknown | Unknown | 138 | 117.3
650-0182-015 | CORDSET 650-0182 33FT |  |  | Unknown | Unknown | Unknown | 145 | 123.25
650-0182-016 | CORDSET 650-0182 35FT |  |  | Unknown | Unknown | Unknown | 149 | 126.65
650-0182-017 | CORDSET 650-0182 37FT |  |  | Unknown | Unknown | Unknown | 154 | 130.9
650-0182-018 | CORDSET 650-0182 39FT |  |  | Unknown | Unknown | Unknown | 160 | 136
650-0182-019 | CORDSET 650-0182 41FT |  |  | Unknown | Unknown | Unknown | 167 | 141.95
650-0182-020 | CORDSET 650-0182 43FT |  |  | Unknown | Unknown | Unknown | 174 | 147.9
650-0182-021 | CORDSET 650-0182 45FT |  |  | Unknown | Unknown | Unknown | 178 | 151.3
650-0182-022 | CORDSET 650-0182 47FT |  |  | Unknown | Unknown | Unknown | 183 | 155.55
650-0182-023 | CORDSET 650-0182 49FT |  |  | Unknown | Unknown | Unknown | 190 | 161.5
650-0182-024 | CORDSET 650-0182 51FT |  |  | Unknown | Unknown | Unknown | 194 | 164.9
650-0182-025 | CORDSET 650-0182 53FT |  |  | Unknown | Unknown | Unknown | 203 | 172.55
650-0182-026 | CORDSET 650-0182 55FT |  |  | Unknown | Unknown | Unknown | 210 | 178.5
650-0182-027 | CORDSET 650-0182 57FT |  |  | Unknown | Unknown | Unknown | 212 | 180.2
650-0182-028 | CORDSET 650-0182 59FT |  |  | Unknown | Unknown | Unknown | 219 | 186.15
650-0182-029 | CORDSET 650-0182 61FT |  |  | Unknown | Unknown | Unknown | 226 | 192.1
650-0182-030 | CORDSET 650-0182 63FT |  |  | Unknown | Unknown | Unknown | 230 | 195.5
701-2017 | TS RECP 0mm RD |  |  | Unknown | Unknown | Unknown | 2.4 | 2.04
701-3522 | TS Ring tongue YE |  |  | Unknown | Unknown | Unknown | 1.8 | 1.53
701-3525 | TS Ring tongue OTH |  |  | Unknown | Unknown | Unknown | 1.8 | 1.53
701-3527 | TS Ring tongue OTH |  |  | Unknown | Unknown | Unknown | 2.5 | 2.125
701-3528 | TS Ring tongue YE |  |  | Unknown | Unknown | Unknown | 1.8 | 1.53
701-3529 | TS RING TONGUE 0mm OTH |  |  | Unknown | Unknown | Unknown | 2.5 | 2.125
701-3530 | TS RECP RD |  |  | Unknown | Unknown | Unknown | 1.8 | 1.53
701-3531 | TS Ring tongue YE |  |  | Unknown | Unknown | Unknown | 1.8 | 1.53
701-3534 | TS Industrial lug BU |  |  | Unknown | Unknown | Unknown | 5.4 | 4.59
701-3535 | TERM RING,#10 STUD,12-10AWG UN |  |  | Unknown | Unknown | Unknown | 1.8 | 1.53
701-3537 | TS Industrial lug BN |  |  | Unknown | Unknown | Unknown | 11 | 9.35
701-3540 | LUG,2H,1/4BOLT,#1AWG,5/8CTR,GR |  |  | Unknown | Unknown | Unknown | 1.8 | 1.53
701-3544 | LUG,2H,1/4 BOLT,4/0AWG,3/4CTR |  |  | Unknown | Unknown | Unknown | 14.5 | 12.325
701-3547 | LUG,2H,1/4 BOLT,2/0AWG,3/4CTR |  |  | Unknown | Unknown | Unknown | 21.75 | 18.4875
701-3548 | TS Ring tongue OTH |  |  | Unknown | Unknown | Unknown | 1.8 | 1.53
701-3549 | LUG,2H,1/4 BOLT,1/0AWG,5/8CTR |  |  | Unknown | Unknown | Unknown | 11 | 9.35
701-3550 | CONN,CAP,6POS |  |  | Unknown | Unknown | Unknown | 1.8 | 1.53
701-3551 | TS Insulated quick disconnect RD |  |  | Unknown | Unknown | Unknown | 1.8 | 1.53
701-3552 | TERM RING #10 STUD 8 AWG UNINSULATED ROHS |  |  | Unknown | Unknown | Unknown | 1.8 | 1.53
701-3553 | TERM RING,#1/4STUD,8AWG UNINSU |  |  | Unknown | Unknown | Unknown | 1.8 | 1.53
701-3556 | LUG 2 X 1/4 HOLE #4AWG GREY |  |  | Unknown | Unknown | Unknown | 11 | 9.35
701-3559 | "LUG,2H,3/8 BOLT,1/0AWG,1"CTRS" |  |  | Unknown | Unknown | Unknown | 14.5 | 12.325
701-3560 | TS Industrial lug BU |  |  | Unknown | Unknown | Unknown | 7.2 | 6.12
701-3563 | TERM RING,#10,22-18AWG,INSUL |  |  | Unknown | Unknown | Unknown | 1.8 | 1.53
701-3564 | TS Industrial lug GRY |  |  | Unknown | Unknown | Unknown | 3.6 | 3.06
701-3566 | TS Industrial lug OTH |  |  | Unknown | Unknown | Unknown | 18 | 15.3
701-3567 | TERM. BLK,6 POS,8-24AWG,50A |  |  | Unknown | Unknown | Unknown | 14.5 | 12.325
701-3568 | TS Ring tongue RD |  |  | Unknown | Unknown | Unknown | 1.8 | 1.53
701-3569 | TERM RING #8 10-12AWG YEL NYL INSL |  |  | Unknown | Unknown | Unknown | 1.8 | 1.53
701-3571 | TS Industrial lug OTH |  |  | Unknown | Unknown | Unknown | 7.2 | 6.12
701-3572 | LUG,2H,3/8 BOLT,1/0 WELD,1 CTR,BLK |  |  | Unknown | Unknown | Unknown | 12.75 | 10.8375
701-3601 | CONTCT .093 SCKT LSE 22-24AWG |  |  | Unknown | Unknown | Unknown | 1.8 | 1.53
715-3047 | CONN DISW 6.35mm PLUG Not Applicable 15 |  |  | Unknown | Unknown | Unknown | 1.8 | 1.53
715-3048 | CONN DISW 4.14mm FMLE Not Applicable 8 2 |  |  | Unknown | Unknown | Unknown | 1.8 | 1.53
715-3051 | CONN,CAP KIT,15POS,NO PINS |  |  | Unknown | Unknown | Unknown | 1.8 | 1.53
715-3053 | CONN IDC 2.54mm MALE Gold 10 2 x 5 IDC P |  |  | Unknown | Unknown | Unknown | 5.4 | 4.59
715-3055 | CONN DISW 4.2mm FMLE Not Applicable 9 3 |  |  | Unknown | Unknown | Unknown | 1.8 | 1.53
715-3056 | CONN DISW 4.2mm FMLE Not Applicable 12 3 |  |  | Unknown | Unknown | Unknown | 1.8 | 1.53
715-3058 | CONN DISW 4.2mm PLUG Not Applicable 3 1 |  |  | Unknown | Unknown | Unknown | 1.8 | 1.53
715-3059 | CONN DISW 4.2mm PLUG Not Applicable 4 2 |  |  | Unknown | Unknown | Unknown | 1.8 | 1.53
715-3060 | CONN DISW 4.2 PLUG NOT APPLICABLE 6 2 X |  |  | Unknown | Unknown | Unknown | 1.8 | 1.53
715-3061 | CONN DISW 4.2mm PLUG Not Applicable 9 3 |  |  | Unknown | Unknown | Unknown | 1.8 | 1.53
715-3062 | CONN DISW 4.2mm PLUG Not Applicable 12 3 |  |  | Unknown | Unknown | Unknown | 1.8 | 1.53
715-3063 | TS Pin contact OTH |  |  | Unknown | Unknown | Unknown | 1.8 | 1.53
715-3064 | TS RECP 0mm OTH |  |  | Unknown | Unknown | Unknown | 3.6 | 3.06
715-3065 | TS Pin contact OTH |  |  | Unknown | Unknown | Unknown | 1.8 | 1.53
715-3066 | TS RECP 0mm OTH |  |  | Unknown | Unknown | Unknown | 5.4 | 4.59
715-3069 | CONN,10PIN,RIBBON |  |  | Unknown | Unknown | Unknown | 1.8 | 1.53
715-3070 | CONN,14 PIN RIBBON |  |  | Unknown | Unknown | Unknown | 1.8 | 1.53
715-3071 | CONNECTOR,16 PIN, RIBBIN |  |  | Unknown | Unknown | Unknown | 1.8 | 1.53
715-3076 | CONN.PLUG KIT,4 POS,NO PINS |  |  | Unknown | Unknown | Unknown | 1.8 | 1.53
715-3077 | CONN DISW 6.35mm PLUG Not Applicable 9 3 |  |  | Unknown | Unknown | Unknown | 1.8 | 1.53
715-3079 | CONN,PLUG KIT,4POS,NO PINS |  |  | Unknown | Unknown | Unknown | 1.8 | 1.53
715-3080 | CONN,PLUG KIT,6 POS,NO PINS |  |  | Unknown | Unknown | Unknown | 1.8 | 1.53
715-3081 | CONN DISW 6.35mm FMLE Not Applicable 9 3 |  |  | Unknown | Unknown | Unknown | 1.8 | 1.53
715-3082 | CONN CAP KIT,12POS,NO PINS |  |  | Unknown | Unknown | Unknown | 1.8 | 1.53
715-3083 | CONN DISW 4.14mm FMLE Not Applicable 10 |  |  | Unknown | Unknown | Unknown | 1.8 | 1.53
715-3092 | CONN DISW 98mm FMLE Not Applicable 1 1 x |  |  | Unknown | Unknown | Unknown | 1.8 | 1.53
715-7002 | SMARTKEY,1LINE |  |  | Unknown | Unknown | Unknown | Call for Quote | Call for Quote
723-0701 | CONV,RS485/RS232 FEMALE 9PIN |  |  | Unknown | Unknown | Unknown | Call for Quote | Call for Quote
724-2026 | CONNECTOR,MATE-IN-LOCK |  |  | Unknown | Unknown | Unknown | 5.4 | 4.59
726-0072 | CONNECTOR POWER 75A BLUE PP75 ROHS |  |  | Unknown | Unknown | Unknown | 7.5 | 6.375
726-0073 | CONNECTOR POWER 75A BLACK PP75 ROHS |  |  | Unknown | Unknown | Unknown | 7.5 | 6.375
726-0074 | CONNECTOR POWER 120A BLUE PP120 ROHS |  |  | Unknown | Unknown | Unknown | 21.75 | 18.4875
726-0075 | CONNECTOR POWER 120A BLACK PP120 ROHS |  |  | Unknown | Unknown | Unknown | 21.75 | 18.4875
726-0076 | POWER CONNECTOR 30A PP30-BLUE ROHS |  |  | Unknown | Unknown | Unknown | 1.8 | 1.53
726-0077 | POWER CONNECTOR 30A PP30-BLACK ROHS |  |  | Unknown | Unknown | Unknown | 1.8 | 1.53
726-0078 | BUSHING,6 AWG |  |  | Unknown | Unknown | Unknown | 3.6 | 3.06
730-0074 | TERM BLK-SERIES 142,6 POS,8-32 |  |  | Unknown | Unknown | Unknown | 7.2 | 6.12
730-0076 | MARKER STRIP-SERIES 150,2 POS |  |  | Unknown | Unknown | Unknown | 1.8 | 1.53
730-0080 | PCB Terminal Block |  |  | Unknown | Unknown | Unknown | 1.8 | 1.53
730-0133 | PTB SCWT 15.88 OTH FMLE SCW 10 2X10 PA |  |  | Unknown | Unknown | Unknown | 31 | 26.35
730-0136 | PTB SCWT 15.88 OTH FMLE SCW 7 2X7 PA |  |  | Unknown | Unknown | Unknown | 16.25 | 13.8125
730-0344 | BLK,GND 1P (1)2/0-14 (4)#4-14 |  |  | Unknown | Unknown | Unknown | Call for Quote | Call for Quote
730-0348 | BLK,TERM 2P 350A |  |  | Unknown | Unknown | Unknown | Call for Quote | Call for Quote
770-0202 | 2-P,3-W,GROUNDING PLUG,15A-125VAC |  |  | Unknown | Unknown | Unknown | 12.75 | 10.8375
822-7109 | "BELT: V "A-37" SUPERGRIP" |  |  | Unknown | Unknown | Unknown | Call for Quote | Call for Quote
822-7147 | "BELT,V "B" SUPER GRIPBELT" |  |  | Unknown | Unknown | Unknown | Call for Quote | Call for Quote
825-0015 | SPONGE RUBBER STRIP: ROHS |  |  | Unknown | Unknown | Unknown | Call for Quote | Call for Quote
825-0115 | MOUNTINGS, COMPRESSOR (KIT) |  |  | Unknown | Unknown | Unknown | Call for Quote | Call for Quote
827-0070 | PLUG PLSTC CKT BRKR PANEL |  |  | Unknown | Unknown | Unknown | 4.1 | 3.485
840-0711 | CLIP HOLDDOWN F/DET CABLE 22PC |  |  | Unknown | Unknown | Unknown | Call for Quote | Call for Quote
870-1046B-001 | PANEL FILLER RACK 1U BLACK |  |  | Unknown | Unknown | Unknown | 82 | 69.7
870-1965 | BRACKET MTG 19.0/23.0 ADAPTER |  |  | Unknown | Unknown | Unknown | 14.5 | 12.325
870-2255 | COVER COMP SOUND CW |  |  | Unknown | Unknown | Unknown | Call for Quote | Call for Quote
870-8094-001 | FLANGE MOUNTING 42U BLACK |  |  | Unknown | Unknown | Unknown | 32 | 27.2
870-8130A-001 | BRKT RKMNT KVM SWTCH BLK |  |  | Unknown | Unknown | Unknown | 10.5 | 8.925
870-9215 | PCB BRACKET |  |  | Unknown | Unknown | Unknown | 26 | 22.1
870-9216 | MOUNTING ANGLE-RSC/240D |  |  | Unknown | Unknown | Unknown | 14.5 | 12.325
870-9220 | RECT BKT,RIGHT-600A |  |  | Unknown | Unknown | Unknown | 2.1 | 1.785
870-9221 | RECT BKT,RIGHT-600A |  |  | Unknown | Unknown | Unknown | 2.1 | 1.785
870-9224 | PNL,C/B FILLER |  |  | Unknown | Unknown | Unknown | 4.7 | 3.995
870-70086 | ELEC BX,RACO 125 4 OCT 1 1/2 |  |  | Unknown | Unknown | Unknown | Call for Quote | Call for Quote
870-72672 | BRKT,COAX CM40 |  |  | Unknown | Unknown | Unknown | Call for Quote | Call for Quote
870-72673 | BRKT,COAX CM40 |  |  | Unknown | Unknown | Unknown | Call for Quote | Call for Quote
870-73216C | INSERT,ELEC 5.1X13.1 |  |  | Unknown | Unknown | Unknown | Call for Quote | Call for Quote
870-73706A | AIRBLOCK |  |  | Unknown | Unknown | Unknown | Call for Quote | Call for Quote
870-73738 | WATER DETECTOR,INTERFACE BOX |  |  | Unknown | Unknown | Unknown | Call for Quote | Call for Quote
870-73784A | VANE TURNING |  |  | Unknown | Unknown | Unknown | Call for Quote | Call for Quote
870-73790A | VANE TURNING 20.75X15.1 |  |  | Unknown | Unknown | Unknown | Call for Quote | Call for Quote
870-74097 | PULLEY,2GRV 8.25OD |  |  | Unknown | Unknown | Unknown | Call for Quote | Call for Quote
870-74102 | PULLEY,2GRV 9.35OD |  |  | Unknown | Unknown | Unknown | Call for Quote | Call for Quote
870-80086 | BEZEL -DISPLAY |  |  | Unknown | Unknown | Unknown | Call for Quote | Call for Quote
870-90035 | "84" FRAME-WELDMENT,3000A SYS" |  |  | Unknown | Unknown | Unknown | 581 | 493.85
870-90040 | AC INPUT BRACKET |  |  | Unknown | Unknown | Unknown | 23.5 | 19.975
870-90042 | ADJUSTMENT ANGLE |  |  | Unknown | Unknown | Unknown | 12.75 | 10.8375
870-90050 | BLANK PANEL |  |  | Unknown | Unknown | Unknown | 8.1 | 6.885
870-90051 | BLANK PANEL |  |  | Unknown | Unknown | Unknown | 29 | 24.65
870-90053 | BLANK PANEL 10.5 |  |  | Unknown | Unknown | Unknown | 74 | 62.9
870-90086 | BRKT,SUPPORT,LEFT,LVD #2 |  |  | Unknown | Unknown | Unknown | 16.25 | 13.8125
870-90112 | CB GUARD, 10 BREAKER |  |  | Unknown | Unknown | Unknown | 16.25 | 13.8125
870-90113 | CB MOUNTING-LEFT SIDE |  |  | Unknown | Unknown | Unknown | 35 | 29.75
870-90114 | CB MOUNTING-LEFT SIDE,SINGLE |  |  | Unknown | Unknown | Unknown | 23.5 | 19.975
870-90116 | CB/GMT BKT |  |  | Unknown | Unknown | Unknown | 29 | 24.65
870-90117 | CB/GMT COVER |  |  | Unknown | Unknown | Unknown | 59 | 50.15
870-90118 | CHASSIS, 10/10 BREAKER |  |  | Unknown | Unknown | Unknown | 76 | 64.6
870-90120 | CHASSIS-10/10 W/RETURN |  |  | Unknown | Unknown | Unknown | 65 | 55.25
870-90147 | COVER-MX28-400-AFC |  |  | Unknown | Unknown | Unknown | 160 | 136
870-90159 | FRAME-200A RECTIFIER |  |  | Unknown | Unknown | Unknown | 186 | 158.1
870-90160 | FRAME-400A RECTIFIER |  |  | Unknown | Unknown | Unknown | 208 | 176.8
870-90167 | FRONT PANEL, 10/10 BREAKER |  |  | Unknown | Unknown | Unknown | 38 | 32.3
870-90169 | FRONT PANEL-10/10 W/RETURN |  |  | Unknown | Unknown | Unknown | 40 | 34
870-90170 | FRONT PANEL-24V BKR W/RETURN |  |  | Unknown | Unknown | Unknown | 62 | 52.7
870-90174 | GMT BKT |  |  | Unknown | Unknown | Unknown | 22.25 | 18.9125
870-90175 | GMT MODULE CHASSIS |  |  | Unknown | Unknown | Unknown | 91 | 77.35
870-90176 | GUIDE, RECTIFIER METAL |  |  | Unknown | Unknown | Unknown | 18.25 | 15.5125
870-90182 | MASTER CONTROLLER FRAME |  |  | Unknown | Unknown | Unknown | 63 | 53.55
870-90185 | MOUNTING ANGLE-BATTERY TRAY |  |  | Unknown | Unknown | Unknown | 14.5 | 12.325
870-90187 | MOUNTING BRACKET-FRONT(L) |  |  | Unknown | Unknown | Unknown | 21.75 | 18.4875
870-90188 | MTG BKT,CB (6 DBL) |  |  | Unknown | Unknown | Unknown | 62 | 52.7
870-90189 | MTG BKT,CKT BKR PNL(ALTERED) |  |  | Unknown | Unknown | Unknown | 27 | 22.95
870-90204 | PANEL,1-3/4 BLANK |  |  | Unknown | Unknown | Unknown | 26 | 22.1
870-90209 | PANEL-400 AMP 8.75 |  |  | Unknown | Unknown | Unknown | 67 | 56.95
870-90212 | PCB BRACKET LEFT ROHS |  |  | Unknown | Unknown | Unknown | 26 | 22.1
870-90213 | PCB BRACKET RIGHT ROHS |  |  | Unknown | Unknown | Unknown | 26 | 22.1
870-90224 | CIRCUIT BREAKER COVER 3.44 X 1.44 |  |  | Unknown | Unknown | Unknown | 18.25 | 15.5125
870-90229 | PWB BRACKET |  |  | Unknown | Unknown | Unknown | 33 | 28.05
870-90234 | REAR PANEL |  |  | Unknown | Unknown | Unknown | 111 | 94.35
870-90235 | REAR RECT BKT-LEFT |  |  | Unknown | Unknown | Unknown | 69 | 58.65
870-90236 | REAR RECT BKT-RIGHT |  |  | Unknown | Unknown | Unknown | 69 | 58.65
870-90237 | RECT BKT-LEFT |  |  | Unknown | Unknown | Unknown | 81 | 68.85
870-90238 | RECT BKT-RIGHT |  |  | Unknown | Unknown | Unknown | 81 | 68.85
870-90239 | RECTIFIER BRACKET |  |  | Unknown | Unknown | Unknown | 14.25 | 12.1125
870-90240 | RECTIFIER SHELF-400A RECTIFIER |  |  | Unknown | Unknown | Unknown | 69 | 58.65
870-90242 | SHELF RECTIFIER 24-100 |  |  | Unknown | Unknown | Unknown | 305 | 259.25
870-90243 | SHELF RECTIFIER 48-100 |  |  | Unknown | Unknown | Unknown | 458 | 389.3
870-90245 | SIDE PANEL |  |  | Unknown | Unknown | Unknown | 115 | 97.75
870-90247 | TOP SHELF |  |  | Unknown | Unknown | Unknown | 98 | 83.3
870-90256 | WELDED ASSY,RSC/240D |  |  | Unknown | Unknown | Unknown | 134 | 113.9
873-0156A | PALLET CUSHIONED NETSHELTER CTO 2000# CAP |  |  | Unknown | Unknown | Unknown | 254 | 215.9
875-2096 | SIGHT GLASS 3/8 ODF SOLDER |  |  | Unknown | Unknown | Unknown | 14.75 | 12.5375
875-3105 | RF6-0669 21 FEEDS 460/3/60 VFC |  |  | Unknown | Unknown | Unknown | 11005 | 9354.25
875-3172 | COND,TUBE-N-TUBE SPIRAL 2TON |  |  | Unknown | Unknown | Unknown | Call for Quote | Call for Quote
875-3173 | COND,TUBE-N-TUBE SPIRAL 4TON |  |  | Unknown | Unknown | Unknown | Call for Quote | Call for Quote
875-3562 | RC6-0525 2C V/FSC 575/3/60 |  |  | Unknown | Unknown | Unknown | 1245 | 1058.25
875-4047 | VALVE,WTR REG 3WAY 1/2 |  |  | Unknown | Unknown | Unknown | Call for Quote | Call for Quote
875-4063 | VALVE,WTR REG 2WAY 3/4 350PSI |  |  | Unknown | Unknown | Unknown | Call for Quote | Call for Quote
875-4071 | AFX Valve, Relief MPT/FLR 3/8X3/8 |  |  | Unknown | Unknown | Unknown | Call for Quote | Call for Quote
875-4102 | KIT, VALVE LINKAGE |  |  | Unknown | Unknown | Unknown | Call for Quote | Call for Quote
875-4107 | VALVE, DISC.BYPASS 1/2 ODF |  |  | Unknown | Unknown | Unknown | Call for Quote | Call for Quote
875-5049 | AIRTROL FITTING #ATF-12 |  |  | Unknown | Unknown | Unknown | Call for Quote | Call for Quote
875-6020 | TANK,EXP 15.0GAL |  |  | Unknown | Unknown | Unknown | Call for Quote | Call for Quote
880-0168 | "ADAPTER,CB,100A,1"CTR" |  |  | Unknown | Unknown | Unknown | 20.25 | 17.2125
880-0173 | BUSBAR,CONN #1 LVD #2 |  |  | Unknown | Unknown | Unknown | 18.25 | 15.5125
880-0174 | BUSBAR,CONN #2 LVD #2 |  |  | Unknown | Unknown | Unknown | 22.25 | 18.9125
880-0179 | BUSBAR,CIRCUIT BKR-24BKR |  |  | Unknown | Unknown | Unknown | 67 | 56.95
880-0180 | BUSBAR,CIRCUIT BKR-10BKR |  |  | Unknown | Unknown | Unknown | 1.8 | 1.53
880-0183 | BUSBAR,PLATE,SPLICE,LVD1 |  |  | Unknown | Unknown | Unknown | 39 | 33.15
880-0197 | BUSBAR,CONN #4 LVD #1(1200REV) |  |  | Unknown | Unknown | Unknown | 29 | 24.65
880-0198 | BUSBAR,CONN #5 LVD #1(1200REV) |  |  | Unknown | Unknown | Unknown | 39 | 33.15
880-0199 | BUSBAR,CONN #2 LVD #1(1200REV) |  |  | Unknown | Unknown | Unknown | 87 | 73.95
880-0200 | BUSBAR,CONN #3 LVD #1(1200REV) |  |  | Unknown | Unknown | Unknown | 57 | 48.45
880-0209 | BUSBAR,POSITIVE |  |  | Unknown | Unknown | Unknown | 16.25 | 13.8125
880-0210 | BUS, CONN NO.1 LVD NO.1 |  |  | Unknown | Unknown | Unknown | 37 | 31.45
880-0216 | BUSBAR,2 LUG,CB |  |  | Unknown | Unknown | Unknown | 27 | 22.95
880-0217 | BUSBAR,3 LUG,CB |  |  | Unknown | Unknown | Unknown | 42 | 35.7
880-0221 | LUG LANDING,-48V RET (48/1200) |  |  | Unknown | Unknown | Unknown | 14.5 | 12.325
880-0222 | BUS,SHELF TO RISER (48/1200) |  |  | Unknown | Unknown | Unknown | 65 | 55.25
880-0276 | LVD/INPUT BUS |  |  | Unknown | Unknown | Unknown | 29 | 24.65
880-0282 | LVD/LOAD BUS |  |  | Unknown | Unknown | Unknown | 22.25 | 18.9125
880-0287 | GMT BUS |  |  | Unknown | Unknown | Unknown | 8.1 | 6.885
880-0288 | BUS-GMT |  |  | Unknown | Unknown | Unknown | 22.25 | 18.9125
880-0293 | BUS,SHUNT/RECT |  |  | Unknown | Unknown | Unknown | 14.25 | 12.1125
880-0301 | LUG LANDING, 10 BREAKER |  |  | Unknown | Unknown | Unknown | 18 | 15.3
880-0302 | LUG LANDING, 24 BREAKER |  |  | Unknown | Unknown | Unknown | 20 | 17
880-0303 | RETURN BUS |  |  | Unknown | Unknown | Unknown | 144 | 122.4
880-0305 | BUS |  |  | Unknown | Unknown | Unknown | 94 | 79.9
880-0306 | LUG BUS |  |  | Unknown | Unknown | Unknown | 35 | 29.75
880-0308 | BUS RETURN- FUSE BAY |  |  | Unknown | Unknown | Unknown | 139 | 118.15
880-0311 | EXTENSION BUS |  |  | Unknown | Unknown | Unknown | 27 | 22.95
880-0312 | POWER BUS |  |  | Unknown | Unknown | Unknown | 137 | 116.45
880-0318 | LVD BUS-T |  |  | Unknown | Unknown | Unknown | 27 | 22.95
880-0319 | LVD BUS-B |  |  | Unknown | Unknown | Unknown | 65 | 55.25
880-0320 | LOAD BUS |  |  | Unknown | Unknown | Unknown | 85 | 72.25
880-0333 | BUS-24 BREAKER |  |  | Unknown | Unknown | Unknown | 101 | 85.85
880-0334 | RECTIFIER BUS |  |  | Unknown | Unknown | Unknown | 12.25 | 10.4125
880-0337 | RISER BUS, SHUNT |  |  | Unknown | Unknown | Unknown | 16.25 | 13.8125
880-0338 | BUS, POWER |  |  | Unknown | Unknown | Unknown | 21.75 | 18.4875
880-0340 | FUSE BUS |  |  | Unknown | Unknown | Unknown | 139 | 118.15
880-0341 | FUSE BUS |  |  | Unknown | Unknown | Unknown | 139 | 118.15
880-0342 | BUS |  |  | Unknown | Unknown | Unknown | 126 | 107.1
880-0346 | LVD BUS |  |  | Unknown | Unknown | Unknown | 73 | 62.05
880-0350 | RETURN BUS |  |  | Unknown | Unknown | Unknown | 184 | 156.4
880-0351 | CONNECTOR BUS |  |  | Unknown | Unknown | Unknown | 198 | 168.3
880-0352 | RETURN CONNECTOR BUS |  |  | Unknown | Unknown | Unknown | 59 | 50.15
880-0354 | POWER BUS, REAR |  |  | Unknown | Unknown | Unknown | 170 | 144.5
880-0355 | NEGATIVE BUS, REAR |  |  | Unknown | Unknown | Unknown | 170 | 144.5
880-0356 | SPACER BUS |  |  | Unknown | Unknown | Unknown | 11 | 9.35
880-0361 | BREAKER BUS-DISCONNECT |  |  | Unknown | Unknown | Unknown | 26 | 22.1
880-0370 | BUS |  |  | Unknown | Unknown | Unknown | 44 | 37.4
880-0371 | POWER BUS,REAR |  |  | Unknown | Unknown | Unknown | 186 | 158.1
880-0372 | POWER BUS |  |  | Unknown | Unknown | Unknown | 182 | 154.7
880-0373 | NEGATIVE BUS REAR |  |  | Unknown | Unknown | Unknown | 186 | 158.1
880-0374 | NEGATIVE BUS |  |  | Unknown | Unknown | Unknown | 180 | 153
880-0376 | BUS |  |  | Unknown | Unknown | Unknown | 16.25 | 13.8125
880-0377 | BUS |  |  | Unknown | Unknown | Unknown | 31 | 26.35
880-0382 | SHUNT SPACER BUS |  |  | Unknown | Unknown | Unknown | 7.2 | 6.12
880-0386 | BUS |  |  | Unknown | Unknown | Unknown | 141 | 119.85
880-0387 | BUS |  |  | Unknown | Unknown | Unknown | 117 | 99.45
880-0388 | BUS |  |  | Unknown | Unknown | Unknown | 117 | 99.45
880-0600 | LUG LANDING -48V (48/1200) |  |  | Unknown | Unknown | Unknown | 14.5 | 12.325
880-0602 | BUS FUSE NO. 1 |  |  | Unknown | Unknown | Unknown | 38 | 32.3
880-0603 | BUS FUSE GENERAL |  |  | Unknown | Unknown | Unknown | 33 | 28.05
880-0604 | BUS DC POWER GENERAL |  |  | Unknown | Unknown | Unknown | 33 | 28.05
880-0605 | BUS DC RETURN GENERAL |  |  | Unknown | Unknown | Unknown | 31 | 26.35
880-0606 | RECTIFIER BUS |  |  | Unknown | Unknown | Unknown | 301 | 255.85
880-0607 | RECT SHELF BUS |  |  | Unknown | Unknown | Unknown | 18.25 | 15.5125
880-0608 | BUS MX28B |  |  | Unknown | Unknown | Unknown | 101 | 85.85
880-0609 | CUSTOMER RETURN |  |  | Unknown | Unknown | Unknown | 175 | 148.75
880-0610 | CB BUS |  |  | Unknown | Unknown | Unknown | 20 | 17
880-0611 | BUS RETURN GENERAL |  |  | Unknown | Unknown | Unknown | 103 | 87.55
880-0612 | "BUS RETURN 19" FRAME" |  |  | Unknown | Unknown | Unknown | 99 | 84.15
880-0614 | BUS BAR EXTEND |  |  | Unknown | Unknown | Unknown | 51 | 43.35
880-0615 | RAIL MR30 |  |  | Unknown | Unknown | Unknown | 22.25 | 18.9125
880-0624 | BUSBAR,RISER, POS |  |  | Unknown | Unknown | Unknown | 37 | 31.45
880-0626 | BUSBAR,CONN,LVD2,LEFT |  |  | Unknown | Unknown | Unknown | 20.25 | 17.2125
880-0627 | BUSBAR,RUNBACK,LVD2 |  |  | Unknown | Unknown | Unknown | 123 | 104.55
880-0631 | CONNECTOR,120V LVD |  |  | Unknown | Unknown | Unknown | 18.25 | 15.5125
880-0632 | BUSBAR,SHUNT, LVD2 |  |  | Unknown | Unknown | Unknown | 20.25 | 17.2125
880-0634 | BUSBAR,POS,TRANS#3, LVD1 |  |  | Unknown | Unknown | Unknown | 35 | 29.75
880-0635 | BUSBAR LVD/SHUNT |  |  | Unknown | Unknown | Unknown | 31 | 26.35
880-0642 | BUSBAR,SHELF TO RACK |  |  | Unknown | Unknown | Unknown | 45 | 38.25
880-0643 | BUSBAR,SHELF TO RACK |  |  | Unknown | Unknown | Unknown | 42 | 35.7
880-0644 | BUSBAR,TEE-RH |  |  | Unknown | Unknown | Unknown | 26 | 22.1
880-0646 | BUSBAR,POSITIVE LVD#3 |  |  | Unknown | Unknown | Unknown | 35 | 29.75
880-0649 | BUSBAR,FILLER-LVD#3 |  |  | Unknown | Unknown | Unknown | 35 | 29.75
880-0650 | BUSBAR,RUNBACK,LVD#1 |  |  | Unknown | Unknown | Unknown | 67 | 56.95
880-0651 | "ADAPTER,CB,100A,5/8"CTR" |  |  | Unknown | Unknown | Unknown | 20.25 | 17.2125
910-9062 | BATTERY SYS 600AH 48V EZ-48600 |  |  | Unknown | Unknown | Unknown | 9135 | 7764.75
910-9063 | BATTERY SYS 510AH 48V EZ-48510 |  |  | Unknown | Unknown | Unknown | 8270 | 7029.5
911-9004 | BATTERY POWER SYSTEM-EZ46-510 |  |  | Unknown | Unknown | Unknown | 5970 | 5074.5
990-2833 | BINDER FOR ISX ORGANIZED MANUAL SET |  |  | Unknown | Unknown | Unknown | Call for Quote | Call for Quote
990-2835 | MANUAL SET ISX ORGANIZED |  |  | Unknown | Unknown | Unknown | Call for Quote | Call for Quote
0755 | CONN, CRIMP, D-SUB, DB9M, TWO ROW |  |  | Unknown | Unknown | Unknown | 0.9 | 0.765
0756 | CONN, CRIMP, D-SUB, DB9F, TWO ROW |  |  | Unknown | Unknown | Unknown | 0.5 | 0.425
0766 | CONN, RG59/62 BNC MALE 3 PIECE CRIMP ON |  |  | Unknown | Unknown | Unknown | 3 | 2.55
0927 | "HOOD, DB25 METAL, 1/2" STRAIN RELIEF, MFR: AMP" |  |  | Unknown | Unknown | Unknown | 6.2 | 5.27
1069 | APC BNC male twist on connector for RG58 PVC. |  |  | Unknown | Unknown | Unknown | 2.1 | 1.785
9788ITBTSA0050 | PME System Service Agreement for 50 Devi |  |  | ELECTRICAL NETWORKS PROTECTION SOLUTIONS - DPSYS - EMDEDP | Unknown | StruxureWare Power Monitoring Expert | 22520 | 19142
9788ITBTSA0200 | PME System Service Agreement for 150 200 |  |  | ELECTRICAL NETWORKS PROTECTION SOLUTIONS - DPSYS - EMDEDP | Unknown | StruxureWare Power Monitoring Expert | 24625 | 20931.25
9788ITBTSA1000 | PME System Service Agreement for 1000 De |  |  | ELECTRICAL NETWORKS PROTECTION SOLUTIONS - DPSYS - EMDEDP | Unknown | StruxureWare Power Monitoring Expert | 41475 | 35253.75
19048 | Acti9 Vigi NG125 4P 125A 300 to 3000mA ISR A type add-on Residual Current Device |  |  | HD CORE FINAL DISTRIB. - HDCFD - EMHD | Unknown | Acti9 NG125 | 90 | 76.5
47110 | basic frame Masterpact NT06H1 630 A 3P fixed |  |  | AIR CIRCUITS BREAKERS - PPACB - EMPP | Unknown | Product references for Configurator | 1.4 | 1.19
66061 | MGE JBus/Modbus Card |  |  | GALAXY 7000 3PH UPS | Unknown | MGE Accessories | 421 | 357.85
66923 | Management-Pac 2 |  |  | SPARES ACCESS | Unknown | MGE Accessories | 922 | 783.7
AAB-0491 | REAR MOUNTING KIT-400A |  |  | Unknown | Unknown | Unknown | 71 | 60.35
AAB-0644 | CIRCUIT BREAKER ASSY - NOKIA |  |  | Unknown | Unknown | Unknown | 236 | 200.6
AAB-0660-01 | LOW VOLT BATT DISC CONTROL BOARD |  |  | Unknown | Unknown | Unknown | 192 | 163.2
AAB-0660-02 | LOW VOLT BATT DISC CONTROL BOARD |  |  | Unknown | Unknown | Unknown | 192 | 163.2
AAB-0660-03 | LOW VOLT BATT DISC CONTROL BOARD |  |  | Unknown | Unknown | Unknown | 192 | 163.2
AAR-0010E | ASSY,RECTIFIER,24V100A |  |  | Unknown | Unknown | Unknown | 2.1 | 1.785
AAR-0012E | ASSY,RECTIFIER,48V50A |  |  | Unknown | Unknown | Unknown | 85 | 72.25
AAR-0012W | ASSY,RECTIFIER,48V50A |  |  | Unknown | Unknown | Unknown | 85 | 72.25
AAR-0013E | ASSY,RECTIFIER,48V100A |  |  | Unknown | Unknown | Unknown | 2.1 | 1.785
ACP CONTROL VALVE | ACP CONTROL VALVE |  |  | Unknown | Unknown | Unknown | Call for Quote | Call for Quote
ACP DUAL DISCONNECT | ACP DUAL POWER SUPPLY |  |  | Unknown | Unknown | Unknown | Call for Quote | Call for Quote
ACP HEAT | ACP HEAT |  |  | Unknown | Unknown | Unknown | Call for Quote | Call for Quote
ACP HEAT AND HUMID | ACP HEAT AND HUMID |  |  | Unknown | Unknown | Unknown | Call for Quote | Call for Quote
ACP HGBP | ACP HGBP |  |  | Unknown | Unknown | Unknown | Call for Quote | Call for Quote
ACP HUMID | ACP HUMID |  |  | Unknown | Unknown | Unknown | Call for Quote | Call for Quote
ACP VOLTAGE | ACP VOLTAGE |  |  | Unknown | Unknown | Unknown | Call for Quote | Call for Quote
ACPCW HEAT REJECTION | ACPCW HEAT REJECTION |  |  | Unknown | Unknown | Unknown | Call for Quote | Call for Quote
ACPCW VALVE | ACPCW VALVE |  |  | Unknown | Unknown | Unknown | Call for Quote | Call for Quote
ACPDX BASE UNIT | ACPDX BASE UNIT |  |  | Unknown | Unknown | Unknown | Call for Quote | Call for Quote
ACPDX REFRIGERANT | ACPDX REFRIGERANT |  |  | Unknown | Unknown | Unknown | Call for Quote | Call for Quote
ACR-TLS-001 | TLS update kit PTO for Inrow |  |  | INROW COOLING | Unknown | Unknown | 930 | 790.5
ACRD301SXW | InRow DX 300mm 30kW, 100-120v /200-240v, CE/UL, RAL 9003 Schneider White |  |  | INROW COOLING | Unknown | Unknown | 24630 | 20935.5
ADV-0430 | 54V 400W WIDE I/P RECTIFIER |  |  | Unknown | Unknown | Unknown | 1690 | 1436.5
ADV-0530 | MR30 POWER SHELF |  |  | Unknown | Unknown | Unknown | 7190 | 6111.5
ADV-0668 | HOT PLUG RECTIFIER 27V |  |  | Unknown | Unknown | Unknown | 3595 | 3055.75
ADV-0678 | HOT PLUG RECTIFIER 54V |  |  | Unknown | Unknown | Unknown | 3615 | 3072.75
ADV-0680 | 14F20120A |  |  | Unknown | Unknown | Unknown | 2.1 | 1.785
ADV-0684 | 27V TWF1000 SHELF |  |  | Unknown | Unknown | Unknown | 1435 | 1219.75
ADV-0692 | EMPTY MR30,48V DO NOT ORDER |  |  | Unknown | Unknown | Unknown | 708 | 601.8
ADV-0698 | MR30 RECT ASSY 54V |  |  | Unknown | Unknown | Unknown | 1095 | 930.75
ADV-0720 | MR20/R3 POWER SHELF |  |  | Unknown | Unknown | Unknown | 1150 | 977.5
ADV-0726 | MR30 POWER SHELF |  |  | Unknown | Unknown | Unknown | 5120 | 4352
ADV-0732 | EMPTY MR30 FOR PYRAMID 0R 0C 0A |  |  | Unknown | Unknown | Unknown | 2045 | 1738.25
ADV-0746 | MR30 POWER SHELF |  |  | Unknown | Unknown | Unknown | 3270 | 2779.5
ADV-0782 | 54V 5.6KW HOT PLUG RECTIFIER |  |  | Unknown | Unknown | Unknown | 4880 | 4148
ADV-0784 | 54V 5,6KW HOT PLUG RECTIFIER |  |  | Unknown | Unknown | Unknown | 4875 | 4143.75
ADV-0852 | 1VWS400L01/J |  |  | Unknown | Unknown | Unknown | 1070 | 909.5
ADV-0864 | WALL MTG 200W SYS AUTO LVD |  |  | Unknown | Unknown | Unknown | 2170 | 1844.5
ADV-0866 | WALL MTG 200W SYS AUTO LVD |  |  | Unknown | Unknown | Unknown | 1245 | 1058.25
ADV-0878 | RECTIFIER TRF5600H54 |  |  | Unknown | Unknown | Unknown | 4880 | 4148
ADV-0979 | BLANK RECTIFIER PANEL |  |  | Unknown | Unknown | Unknown | 2.1 | 1.785
ADV-1017 | "19" TRF5600K" |  |  | Unknown | Unknown | Unknown | 2525 | 2146.25
ADV-1018 | "23" TRF5600K" |  |  | Unknown | Unknown | Unknown | 3040 | 2584
ADV-1060 | 1VWS500L/JK |  |  | Unknown | Unknown | Unknown | 978 | 831.3
ADV-1078 | MR30/600005 SHELF |  |  | Unknown | Unknown | Unknown | 2430 | 2065.5
ADV-1122 | 1500A LVD WALL MOUNT BOX |  |  | Unknown | Unknown | Unknown | 2.1 | 1.785
ADV-1171 | API LVD |  |  | Unknown | Unknown | Unknown | 202 | 171.7
ADV-1180 | BRIDGE RECTIFIER REPAIR PART |  |  | Unknown | Unknown | Unknown | 27 | 22.95
ADV-1215 | M SERIES HOT PLUG RECT 27V 1400W |  |  | Unknown | Unknown | Unknown | 2.1 | 1.785
ADV-1229 | SHELF-MR20 WITH NO RECTIFIERS |  |  | Unknown | Unknown | Unknown | 1150 | 977.5
ADV-1230 | SHELF-MR20 WITH 1-54V RECTIFIER |  |  | Unknown | Unknown | Unknown | 2.1 | 1.785
ADV-1231 | SHELF-MR20 WITH 2-54V RECTIFIERS |  |  | Unknown | Unknown | Unknown | 2.1 | 1.785
ADV-1232 | SHELF-MR20 WITH 3-54V RECTIFIERS |  |  | Unknown | Unknown | Unknown | 4230 | 3595.5
ADV-1233 | SHELF-MR20 WITH 1-27V RECTIFIER |  |  | Unknown | Unknown | Unknown | 2.1 | 1.785
ADV-1234 | SHELF-MR20 WITH 2-27V RECTIFIERS |  |  | Unknown | Unknown | Unknown | 3300 | 2805
ADV-1235 | SHELF-MR20 WITH 3-27V RECTIFIERS |  |  | Unknown | Unknown | Unknown | 4665 | 3965.25
ADV-1238 | BATTERY SHELF |  |  | Unknown | Unknown | Unknown | 218 | 185.3
ADV-1246 | M SERIES RECT.,HOT,27VOLTS/ALARM B |  |  | Unknown | Unknown | Unknown | 2385 | 2027.25
ADV-1247 | M SERIES RECT.,HOT,27VOLTS/ALARM A |  |  | Unknown | Unknown | Unknown | 2265 | 1925.25
ADV-1250 | M SERIES RECT.,HOT,54VOLTS/ALARM A |  |  | Unknown | Unknown | Unknown | 1545 | 1313.25
ADV-1252 | M SERIES RECT.,HOT,54VOLTS/ALARM D |  |  | Unknown | Unknown | Unknown | 1650 | 1402.5
ADV-1253 | MODULAR SHELF,UTILISES MRF1400,19" |  |  | Unknown | Unknown | Unknown | 1285 | 1092.25
ADV-1254 | MODULAR SHELF,UTILISES MRF1400,23" |  |  | Unknown | Unknown | Unknown | 1280 | 1088
ADV-1256 | M SERIES RECT.,HOT,54VOLTS/ALARM A |  |  | Unknown | Unknown | Unknown | 1700 | 1445
ADV-1299 | RING GENERATER-90V,2X30W FOR MR30 |  |  | Unknown | Unknown | Unknown | 303 | 257.55
ADV-1303 | TWF0400 FRT PNL HORIZ W/SIM ALARMS |  |  | Unknown | Unknown | Unknown | 2.1 | 1.785
ADV-1304 | TWF0400 FNSH PNL HORIZ W/SIM ALARMS |  |  | Unknown | Unknown | Unknown | 2.1 | 1.785
ADV-1305 | TWF0400 FRT PNL VERT W/SING ALARMS |  |  | Unknown | Unknown | Unknown | 2.1 | 1.785
ADV-1306 | TWF0400 FNSH PNL VERT W/SING ALARMS |  |  | Unknown | Unknown | Unknown | 2.1 | 1.785
ADV-1315 | RECTIFIER,MULTI(5V,17A)(12V,7A) |  |  | Unknown | Unknown | Unknown | 785 | 667.25
ADV-1316 | RECTIFIER-SGL(5V,28A)AC INPUT |  |  | Unknown | Unknown | Unknown | 559 | 475.15
ADV-1317 | RECTIFIER-SGL(48V,3A)AC INPUT |  |  | Unknown | Unknown | Unknown | 642 | 545.7
ADV-1320 | SHELF-MR30 SGL BKR W/ALARMS(UTSTAR) |  |  | Unknown | Unknown | Unknown | 2.1 | 1.785
ADV-1395 | CONNECTOR KIT,FOR 6GMT FUSES |  |  | Unknown | Unknown | Unknown | 51 | 43.35
ADV-1416 | DIST.ASSY 1 X 40A MCB (MR30) |  |  | Unknown | Unknown | Unknown | 2.1 | 1.785
ADV-1426 | DUAL RECT BATT FUSE LVD 115V/BATT |  |  | Unknown | Unknown | Unknown | 2.1 | 1.785
AFX ALARMS | AFX ALARMS OPTIONS |  |  | Unknown | Unknown | Unknown | Call for Quote | Call for Quote
AFX BLOWERS | AFX MOTOR AND BLOWER OPTIONS |  |  | Unknown | Unknown | Unknown | Call for Quote | Call for Quote
AFX COMPRESSORS | AFX COMPRESSOR OPTIONS |  |  | Unknown | Unknown | Unknown | Call for Quote | Call for Quote
AFX CONTROLLERS | AFX CONTROLLER OPTIONS |  |  | Unknown | Unknown | Unknown | Call for Quote | Call for Quote
AFX DISCONNECT | AFX MAIN POWER CIRCIUT BREAKER DISCONNEC |  |  | Unknown | Unknown | Unknown | Call for Quote | Call for Quote
AFX ELECTRICAL | AFX ELECTRICAL INSERT OPTIONS |  |  | Unknown | Unknown | Unknown | Call for Quote | Call for Quote
AFX FILTERS | AFX FILTER OPTIONS |  |  | Unknown | Unknown | Unknown | Call for Quote | Call for Quote
AFX FRAMES | AFX FRAME AND COIL OPTIONS |  |  | Unknown | Unknown | Unknown | Call for Quote | Call for Quote
AFX HUMIDITY | AFX HUMIDITY OPTIONS |  |  | Unknown | Unknown | Unknown | Call for Quote | Call for Quote
AFX PIPING | AFX PIPING OPTIONS |  |  | Unknown | Unknown | Unknown | Call for Quote | Call for Quote
AFX REFRIDG | AFX REFRIGERATION SPECIALTY OPTIONS |  |  | Unknown | Unknown | Unknown | Call for Quote | Call for Quote
AFX REHEAT | AFX REHEAT OPTIONS |  |  | Unknown | Unknown | Unknown | Call for Quote | Call for Quote
ANC | CUSTOM THIRD PARTY SOLUTION |  |  | FAMILY OTHER FOR SP3PH | Unknown | Third Party Hardware Procurement | Call for Quote | Call for Quote
ANC SOLUTION TYPE | CUSTOM 3RD PARTY SOLUTION TYPE |  |  | Unknown | Unknown | Unknown | Call for Quote | Call for Quote
ANC309 SOL TYPE | CUSTOM 3RD PARTY SOLUTION TYPE PL309 |  |  | Unknown | Unknown | Unknown | Call for Quote | Call for Quote
ANC310 SOL TYPE | CUSTOM 3RD PARTY SOLUTION TYPE PL310 |  |  | Unknown | Unknown | Unknown | Call for Quote | Call for Quote
ANC311 SOL TYPE | CUSTOM 3RD PARTY SOLUTION TYPE PL311 |  |  | Unknown | Unknown | Unknown | Call for Quote | Call for Quote
ANC331 SOL TYPE | CUSTOM 3RD PARTY SOLUTION TYPE PL331 |  |  | Unknown | Unknown | Unknown | Call for Quote | Call for Quote
ANC336 SOL TYPE | CUSTOM 3RD PARTY SOLUTION TYPE PL336 |  |  | Unknown | Unknown | Unknown | Call for Quote | Call for Quote
ANC340 | CUSTOM THIRD PARTY PL340 SOLUTION |  |  | RACKS AND ENCLOSURES | Unknown | Custom | Call for Quote | Call for Quote
ANC340 SOL TYPE | CUSTOM 3RD PARTY SOLUTION TYPE PL340 |  |  | Unknown | Unknown | Unknown | Call for Quote | Call for Quote
ANC600 SOL TYPE | CUSTOM 3RD PARTY SOLUTION TYPE PL600 |  |  | Unknown | Unknown | Unknown | Call for Quote | Call for Quote
ANS | CUSTOM THIRD PARTY SERVICE |  |  | THIRD PARTY PROCUREMEN | Unknown | Third Party Hardware Procurement | Call for Quote | Call for Quote
ANS SOLUTION TYPE | CUSTOM 3RD PTY SERVICE OPTION CLASS |  |  | Unknown | Unknown | Unknown | Call for Quote | Call for Quote
ANS360 | CUSTOM 3RD PARTY MANAGED SERVICE |  |  | OTHER DCLS SERVICES | Unknown | Managed Maintenance Services | Call for Quote | Call for Quote
ANS361 | CUSTOM 3RD PARTY MV CONTRACT MGT |  |  | VENDOR MGMT SERVICES | Unknown | Vendor Management Services | Call for Quote | Call for Quote
ANS552 | CUSTOM 3RD PARTY FACILITY OPERATION |  |  | CRITICAL FACILITY OPS | Unknown | Critical Facility Operations | Call for Quote | Call for Quote
AP420 | APC FERRITE FOR 10BT CABLE QTY 10 |  |  | 3PH POWER DISTRIBUTION | Unknown | InfraStruxure Type B | 59 | 50.15
AP6002A | Rack PDU, Basic, Half Height, 200-208V, 30A, (14) C13, (2) C19 | 208 | 200 ,208 | OPTIMUM RACK PDU | Unknown | NetShelter Basic Rack PDUs | 383 | 325.55
AP6003A | RACK PDU, BASIC, HALF HEIGHT, 100-240V/20A, 220-240V/16A, (14) C13 | 230 | 100 ,120 ,200 ,208 ,230 ,240 | OPTIMUM RACK PDU | Unknown | NetShelter Basic Rack PDUs | 302 | 256.7
AP6007A | Rack PDU, Basic Vertical, 208V, 60A, (21) C13, (6) C19 | 208 | 208 | OPTIMUM RACK PDU | Unknown | NetShelter Basic Rack PDUs | 1120 | 952
AP6009A | RACK PDU, BASIC, VERTICAL, 220-240V, 32A, (20) C13, (6) C19 | 230 | 230 | OPTIMUM RACK PDU | Unknown | NetShelter Basic Rack PDUs | 953 | 810.05
AP6015A | Rack PDU, Basic, 0U/1U, 120-240V/15A, 220-240V/10A, (8) C13 | 100 ,120 ,200 ,208 ,230 ,240 | 100 ,120 ,200 ,208 ,230 ,240 | OPTIMUM RACK PDU | Unknown | NetShelter Basic Rack PDUs | 108 | 91.8
AP6020A | Rack PDU, Basic, 0U/1U, 100-240V/20A, 220-240V/16A, (13) C13 | 100 ,120 ,200 ,208 ,230 ,240 |  | OPTIMUM RACK PDU | Unknown | NetShelter Basic Rack PDUs | 136 | 115.6
AP6031A | Rack PDU, Basic, 0U/1U, 208V, 30A, (4) C19 | 200 20 | 200 ,208 | OPTIMUM RACK PDU | Unknown | NetShelter Basic Rack PDUs | 329 | 279.65
AP6032A | Rack PDU, Basic, 0U/1U, 220-240V, 32A, (4) C19, EMEA/ASIA | 200 ,240 | 200 ,230 ,240 | OPTIMUM RACK PDU | Unknown | NetShelter Basic Rack PDUs | 264 | 224.4
AP6037A | Rack PDU, Basic, 0U/1U, 208V, 8.6kW, (3) C19 | 200 20 |  | OPTIMUM RACK PDU | Unknown | NetShelter Basic Rack PDUs | 427 | 362.95
AP6120A | Rack PDU, Basic, 0U/1U, 100-240V/20A, 220-240V/16A, (7) C13, (2) C19 | 100 ,120 ,200 ,208 ,230 ,240 | 100 ,120 ,200 ,208 ,230 ,240 | OPTIMUM RACK PDU | Unknown | NetShelter Basic Rack PDUs | 175 | 148.75
AP7301 | Rack PDU, Basic, 30A, 200-240V, (14)C13 & (2)C19 | 200 ,230 | 200 ,208 | OPTIMUM RACK PDU | Unknown | Custom | 470 | 399.5
AP7400 | BRACKET KIT, 0U RACK PDU, HP/DELL |  |  | OPTIMUM RACK PDU | Unknown | Rack PDU Accessories | 86 | 73.1
AP7406 | BRACKET KIT, 0U, RACK PDU, HP |  |  | OPTIMUM RACK PDU | Unknown | Rack PDU Accessories | 106 | 90.1
AP7516 | Rack PDU, Basic, 1U, 14.4kW, 208V, (6) C19 | 208 3 PH | 200 ,208 | OPTIMUM RACK PDU | Unknown | NetShelter Basic Rack PDUs | 1215 | 1032.75
AP7526 | Rack PDU, Basic, 1U, 22KW, 400V, (6) C19 | 400 3 PH | 230 | OPTIMUM RACK PDU | Unknown | NetShelter Basic Rack PDUs | 1215 | 1032.75
AP7530 | Rack PDU, Basic, Zero U, 20A, 120V, (24)5-20 | 100 10 | 120 | OPTIMUM RACK PDU | Unknown | NetShelter Basic Rack PDUs | 499 | 424.15
AP7532 | Rack PDU, Basic, Zero U, 30A, 120V, (24) 5-20 | 100 10 | 120 | OPTIMUM RACK PDU | Unknown | NetShelter Basic Rack PDUs | 620 | 527
AP7532J | Rack PDU, Basic, Zero U, 30A, 100V, (24) 5-15 | 100 10 | 100 | OPTIMUM RACK PDU | Unknown | NetShelter Basic Rack PDUs | 545 | 463.25
AP7540 | Rack PDU, Basic, Zero U, 20A, 208V, (20)C13 & (4)C19 | 200 ,230 | 208 | OPTIMUM RACK PDU | Unknown | NetShelter Basic Rack PDUs | 499 | 424.15
AP7541 | Rack PDU, Basic, Zero U, 30A, 200/208V, (20)C13 & (4)C19 | 200 ,230 | 200 ,208 | OPTIMUM RACK PDU | Unknown | NetShelter Basic Rack PDUs | 606 | 515.1
AP7551 | Rack PDU,Basic,ZeroU,16A,230V,(20)C13 & (4)C19, IEC309 | 200 ,230 | 230 | OPTIMUM RACK PDU | Unknown | NetShelter Basic Rack PDUs | 499 | 424.15
AP7552 | Rack PDU,Basic,ZeroU,16A,230V,(20)C13 & (4)C19, IEC C20 | 200 ,230 | 230 | OPTIMUM RACK PDU | Unknown | NetShelter Basic Rack PDUs | 499 | 424.15
AP7553 | Rack PDU, Basic, Zero U, 32A, 230V, (20)C13 & (4)C19 | 200 ,230 | 230 | OPTIMUM RACK PDU | Unknown | NetShelter Basic Rack PDUs | 620 | 527
AP7554 | Rack PDU,Basic,ZeroU,16A,230V,(20)C13 & (4)C19, IEC309, 10 ft Cord | 200 ,230 | 230 | OPTIMUM RACK PDU | Unknown | NetShelter Basic Rack PDUs | 547 | 464.95
AP7555A | Rack PDU, Basic, Zero U, 22kW, 230V, (6) C19 & (3) C13, High Temp | 400 3 PH | 230 | OPTIMUM RACK PDU | Unknown | NetShelter Basic Rack PDUs | 1380 | 1173
AP7556X900 | Rack PDU, Basic, 1U, 14.5kW, (13) C13 Outlets | 230 | 230 | OPTIMUM RACK PDU | Unknown | NetShelter Basic Rack PDUs | 1465 | 1245.25
AP7557 | Rack PDU, Basic, Zero U, 11 kW, 230V, (36) C13 & (6) C19 | 400 3 PH | 230 | OPTIMUM RACK PDU | Unknown | NetShelter Basic Rack PDUs | 1325 | 1126.25
AP7557NA | Rack PDU, Basic, Zero U, 11 kW, 230V, (36) C13 & (6) C19 | 400 3 PH | 230 | OPTIMUM RACK PDU | Unknown | NetShelter Basic Rack PDUs | 1405 | 1194.25
AP7562 | Rack PDU, Basic, Zero U, 5.7kW, 120V, (42)5-20 | 208 3 PH | 120 | OPTIMUM RACK PDU | Unknown | NetShelter Basic Rack PDUs | 617 | 524.45
AP7563 | Rack PDU,Basic,ZeroU,5.7kW,120&208V,(21)5-20 & (6)L6-20 | 208 3 PH | 120 ,208 | OPTIMUM RACK PDU | Unknown | NetShelter Basic Rack PDUs | 620 | 527
AP7564 | Rack PDU, Basic, Zero U, 5.7kW, 208V, (36)C13 & (6)C19 | 208 3 PH | 208 | OPTIMUM RACK PDU | Unknown | NetShelter Basic Rack PDUs | 620 | 527
AP7568 | Rack PDU,Basic,ZeroU,12.5kW,208V,(30)C13,(6)C19, 3' Cord | 208 3 PH | 208 | OPTIMUM RACK PDU | Unknown | NetShelter Basic Rack PDUs | 1235 | 1049.75
AP7569 | Rack PDU,Basic,0U,14.4kW,208V,(24)C13,(4)C19,(2)L6-30R,3' | 208 3 PH | 208 3 PH | OPTIMUM RACK PDU | Unknown | NetShelter Basic Rack PDUs | 1865 | 1585.25
AP7580 | Rack PDU Extender, Basic, 2U, 30A, 100/120/200/208V, (4)L5-20 | 120 12 | 120 | OPTIMUM RACK PDU | Unknown | NetShelter Basic Rack PDUs | 845 | 718.25
AP7581 | Rack PDU Extender, Basic, 2U, 30A, 200/208V, (4)L6-20 | 200 20 | 208 | OPTIMUM RACK PDU | Unknown | NetShelter Basic Rack PDUs | 845 | 718.25
AP7582 | Rack PDU Extender, Basic, 2U, 30A, 120V, (12)5-20 | 200 20 | 120 | OPTIMUM RACK PDU | Unknown | NetShelter Basic Rack PDUs | 842 | 715.7
AP7583 | Rack PDU Extender, Basic, 2U, 30A, 100/120/200/208V, (4)L5-30 | 120 12 | 120 | OPTIMUM RACK PDU | Unknown | NetShelter Basic Rack PDUs | 845 | 718.25
AP7584 | Rack PDU Extender, Basic, 2U, 30A, 200/208V, (4)L6-30 | 200 20 | 208 | OPTIMUM RACK PDU | Unknown | NetShelter Basic Rack PDUs | 845 | 718.25
AP7585 | Rack PDU Extender, Basic, 2U, 32A, 230V, (4) IEC C19 | 200 ,230 | 230 | OPTIMUM RACK PDU | Unknown | NetShelter Basic Rack PDUs | 842 | 715.7
AP7586 | Rack PDU Extender, Basic, 2U, 32A, 230V, (4) IEC 309-32 | 200 ,230 | 230 | OPTIMUM RACK PDU | Unknown | NetShelter Basic Rack PDUs | 826 | 702.1
AP7592 | Rack PDU,Basic,ZeroU,5.7kW,120V,(42)5-20, 10' Cord | 208 3 PH | 120 | OPTIMUM RACK PDU | Unknown | NetShelter Basic Rack PDUs | 631 | 536.35
AP7598 | Rack PDU,Basic,ZeroU,12.5kW,208V,(30)C13,(6)C19, 10' Cord | 208 3 PH | 208 | OPTIMUM RACK PDU | Unknown | NetShelter Basic Rack PDUs | 1265 | 1075.25
AP7599 | Rack PDU,Basic,0U,14.4kW,208V,(24)C13,(4)C19,(2)L6-30R, 10' | 208 3 PH | 208 | OPTIMUM RACK PDU | Unknown | NetShelter Basic Rack PDUs | 1895 | 1610.75
AP7800B | Rack PDU, Metered, 1U, 15A, 100/120V, (8) 5-15 | 100 10 | 120 | OPTIMUM RACK PDU | Unknown | NetShelter Metered Rack PDUs | 787 | 668.95
AP7801B | Rack PDU, Metered, 1U, 20A, 120V, (8) 5-20 | 100 10 | 120 | OPTIMUM RACK PDU | Unknown | NetShelter Metered Rack PDUs | 909 | 772.65
AP7802B | Rack PDU, Metered, 2U, 30A, 120V, (16) 5-20 | 100 10 | 120 | OPTIMUM RACK PDU | Unknown | NetShelter Metered Rack PDUs | 1410 | 1198.5
AP7802BJ | Rack PDU, Metered, 2U, 100V, (16) 5-15 | 100 10 | 100 | OPTIMUM RACK PDU | Unknown | NetShelter Metered Rack PDUs | 1355 | 1151.75
AP7811B | RACK PDU, METERED, 2U, 30A, 208V, (12) C13S & (4) C19 | 200 ,230 | 208 | OPTIMUM RACK PDU | Unknown | NetShelter Metered Rack PDUs | 1385 | 1177.25
AP7820B | RACK PDU, METERED, 1U, 12A/208V, 10A/230V, (8) C13 | 200 ,230 | 208 ,230 | OPTIMUM RACK PDU | Unknown | NetShelter Metered Rack PDUs | 787 | 668.95
AP7821B | RACK PDU, METERED, 1U, 16A, 208/230V, (8) C13 | 200 ,230 | 208 ,230 | OPTIMUM RACK PDU | Unknown | NetShelter Metered Rack PDUs | 860 | 731
AP7822B | RACK PDU, METERED, 2U, 32A, 230V, (12) C13 & (4) C19 | 200 ,230 | 230 | OPTIMUM RACK PDU | Unknown | NetShelter Metered Rack PDUs | 1410 | 1198.5
AP7850B | Rack PDU, Metered, Zero U, 10A, 230V, (16) C13 | 200 ,230 | 230 | OPTIMUM RACK PDU | Unknown | NetShelter Metered Rack PDUs | 977 | 830.45
AP7869B | Rack PDU,Metered,ZeroU,14.4kW,208V,(24)C13,(4)C19,(2)L6-30R | 208 3 PH | 208 | OPTIMUM RACK PDU | Unknown | NetShelter Metered Rack PDUs | 2585 | 2197.25
AP7899B | Rack PDU,Metered,ZeroU,14.4kW,208V,(24)C13,(4)C19,(2)L6-30R, 10 CORD | 208 3 PH | 208 | OPTIMUM RACK PDU | Unknown | NetShelter Metered Rack PDUs | 2805 | 2384.25
AP7900B | Rack PDU, Switched, 1U, 15A, 100/120V, (8)5-15 | 100 10 | 120 | OPTIMUM RACK PDU | Unknown | NetShelter Switched Rack PDUs | 1110 | 943.5
AP7901B | Rack PDU, Switched, 1U, 20A, 120V, (8)5-20 | 100 10 | 120 | OPTIMUM RACK PDU | Unknown | NetShelter Switched Rack PDUs | 1250 | 1062.5
AP7902B | Rack PDU, Switched, 2U, 30A, 120V, (16)5-20 | 100 10 | 120 | OPTIMUM RACK PDU | Unknown | NetShelter Switched Rack PDUs | 1770 | 1504.5
AP7911B | RACK PDU, SWITCHED, 2U, 30A, 208V, (16)C13 | 200 ,230 | 208 | OPTIMUM RACK PDU | Unknown | NetShelter Switched Rack PDUs | 1730 | 1470.5
AP7920B | RACK PDU, SWITCHED, 1U, 12A/208V, 10A/230V, (8)C13 | 200 ,230 | 208 ,230 | OPTIMUM RACK PDU | Unknown | NetShelter Switched Rack PDUs | 1110 | 943.5
AP7921B | RACK PDU, SWITCHED, 1U, 16A, 208/230V, (8)C13 | 200 ,230 | 208 ,230 | OPTIMUM RACK PDU | Unknown | NetShelter Switched Rack PDUs | 1250 | 1062.5
AP7921BX943 | Rack PDU, Switched, 2U, 16A, 208/230V, (16)C13, Two Internal 20A breakers, L6-20P input |  |  | OPTIMUM RACK PDU | Unknown | Custom | 1575 | 1338.75
AP7922B | RACK PDU, SWITCHED, 2U, 32A, 230V, (16)C13 | 200 ,230 | 230 | OPTIMUM RACK PDU | Unknown | NetShelter Switched Rack PDUs | 1770 | 1504.5
AP7950B | RACK PDU, SWITCHED, ZERO U, 10A, 230V, (16) C13 | 200 ,230 | 230 | OPTIMUM RACK PDU | Unknown | NetShelter Switched Rack PDUs | 1835 | 1559.75
AP7968B | RACK PDU,SWITCHED,ZEROU,12.5KW,208V,(21)C13&(3)C19,3' CORD | 208 3 PH | 208 | OPTIMUM RACK PDU | Unknown | NetShelter Switched Rack PDUs | 2770 | 2354.5
AP7998B | RACK PDU,SWITCHED,ZEROU,12.5KW,208V,(21)C13&(3)C19,10 CORD | 208 3 PH | 208 | OPTIMUM RACK PDU | Unknown | NetShelter Switched Rack PDUs | 2760 | 2346
AP8000BLU | Rack PDU Blue label kit (Quantity 10 units) |  |  | OPTIMUM RACK PDU | Unknown | NetShelter Custom Rack PDUs | 106 | 90.1
AP8000RED | Rack PDU Red label kit (Quantity 10 units) |  |  | OPTIMUM RACK PDU | Unknown | NetShelter Custom Rack PDUs | 106 | 90.1
AP8069 | Cord Retention Bracket for NEMA rPDUs (AP8000 Series) |  |  | OPTIMUM RACK PDU | Unknown | Rack PDU Accessories | 162 | 137.7
AP8441 | Rack PDU 2G, Metered-by-Outlet, ZeroU, 30A, 200/208V, (21) C13 & (3) C19 | 200 ,230 | 200 ,208 | OPTIMUM RACK PDU | Unknown | NetShelter Metered-by-Outlet Rack PDUs | 2330 | 1980.5
AP8453 | Rack PDU 2G, Metered-by-Outlet, ZeroU, 32A, 230V, (21) C13 & (3) C19 | 200 ,230 | 230 | OPTIMUM RACK PDU | Unknown | NetShelter Metered-by-Outlet Rack PDUs | 2505 | 2129.25
AP8459EU3 | Rack PDU 2G, Metered-by-Outlet, ZeroU, 16A, 230V, (21) C13 & (3) C19 | 200 ,230 | 230 | OPTIMUM RACK PDU | Unknown | NetShelter Metered-by-Outlet Rack PDUs | 2100 | 1785
AP8459NA3 | Rack PDU 2G, Metered-by-Outlet, ZeroU, 20A, 208V, (21) C13 & (3) C19 | 200 ,230 | 208 | OPTIMUM RACK PDU | Unknown | NetShelter Metered-by-Outlet Rack PDUs | 2110 | 1793.5
AP8459WW | Rack PDU 2G, Metered-by-Outlet, ZeroU, 16A, 100-240V, (21) C13 & (3) C19 | 200 ,230 | 200 ,208 ,230 | OPTIMUM RACK PDU | Unknown | NetShelter Metered-by-Outlet Rack PDUs | 2055 | 1746.75
AP8461 | Rack PDU 2G, Metered-by-Outlet, ZeroU, 5.7kW, 208V, (21) C13 & (3) C19 | 208 3 PH | 208 | OPTIMUM RACK PDU | Unknown | NetShelter Metered-by-Outlet Rack PDUs | 2600 | 2210
AP8481 | Rack PDU 2G, Metered-by-Outlet, ZeroU, 11.0kW, 230V, (21) C13 & (3) C19 | 400 3 PH | 230 | OPTIMUM RACK PDU | Unknown | NetShelter Metered-by-Outlet Rack PDUs | 3215 | 2732.75
AP8564X630 | Rack PDU 2G, Basic, ZeroU, 8.7kW, 208V, (54) C13, L15-30P input, 3m length |  |  | OPTIMUM RACK PDU | Unknown | Custom | 1055 | 896.75
AP8632 | Rack PDU 2G, Metered-by-Outlet with Switching, ZeroU, 30A, 100-120V, (24) 5-20R | 100 10 | 100 ,120 | OPTIMUM RACK PDU | Unknown | NetShelter Switched Metered Outlet PDUs | 2765 | 2350.25
AP8641 | Rack PDU 2G, Metered by Outlet with Switching, ZeroU, 30A, 200/208V, (21) C13 & (3) C19 | 200 ,230 | 200 ,208 | OPTIMUM RACK PDU | Unknown | NetShelter Switched Metered Outlet PDUs | 2895 | 2460.75
AP8653 | Rack PDU 2G, Metered by Outlet with Switching, ZeroU, 32A, 230V, (21) C13 & (3) C19 | 200 ,230 | 230 | OPTIMUM RACK PDU | Unknown | NetShelter Switched Metered Outlet PDUs | 3100 | 2635
AP8659 | Rack PDU 2G, Metered by Outlet with Switching, ZeroU, 16A, 100-240V, (21) C13 & (3) C19 | 200 ,230 | 100 ,200 ,208 ,230 | OPTIMUM RACK PDU | Unknown | NetShelter Switched Metered Outlet PDUs | 2405 | 2044.25
AP8659EU3 | Rack PDU 2G, Metered by Outlet with Switching, ZeroU, 16A, 230V, (21) C13 & (3) C19 | 200 ,230 | 230 | OPTIMUM RACK PDU | Unknown | NetShelter Switched Metered Outlet PDUs | 2545 | 2163.25
AP8659NA3 | Rack PDU 2G, Metered by Outlet with Switching, ZeroU, 20A, 208V, (21) C13 & (3) C19 | 200 ,230 | 208 | OPTIMUM RACK PDU | Unknown | NetShelter Switched Metered Outlet PDUs | 2485 | 2112.25
AP8661 | Rack PDU 2G, Metered by Outlet with Switching, ZeroU, 5.7kW, 208V, (21) C13 & (3) C19 | 208 3 PH | 208 | OPTIMUM RACK PDU | Unknown | NetShelter Switched Metered Outlet PDUs | 3115 | 2647.75
AP8681 | Rack PDU 2G, Metered by Outlet with Switching, ZeroU, 11.0kW, 230V, (21) C13 & (3) C19 | 400 3 PH | 230 | OPTIMUM RACK PDU | Unknown | NetShelter Switched Metered Outlet PDUs | 3595 | 3055.75
AP8702R-NA | Power Cord Kit (6 ea), Locking, C13 TO C14 (90 Degree), 0.6m, North America |  |  | OPTIMUM RACK PDU | Unknown | NetShelter Power Cords | 98 | 83.3
AP8702R-WW | Power Cord Kit (6 ea), Locking, C13 TO C14 (90 Degree), 0.6m |  |  | OPTIMUM RACK PDU | Unknown | NetShelter Power Cords | 98 | 83.3
AP8702S-NA | Power Cord Kit (6 ea), Locking, C13 to C14, 0.6m, North America |  |  | OPTIMUM RACK PDU | Unknown | NetShelter Power Cords | 98 | 83.3
AP8702S-NAX340 | Power Cord Kit (6 ea), Locking, C13 to C14, 0.6m, North America, Red |  |  | OPTIMUM RACK PDU | Unknown | NetShelter Power Cords | 98 | 83.3
AP8702S-NAX590 | Power Cord Kit (6 ea), Locking, C13 to C14, 0.6m (2ft), North America, Blue |  |  | OPTIMUM RACK PDU | Unknown | NetShelter Power Cords | 98 | 83.3
AP8702S-WW | Power Cord Kit (6 ea), Locking, C13 to C14, 0.6m |  |  | OPTIMUM RACK PDU | Unknown | NetShelter Power Cords | 98 | 83.3
AP8704R-NA | Power Cord Kit (6 ea), Locking, C13 to C14 (90 Degree), 1.2m, North America |  |  | OPTIMUM RACK PDU | Unknown | NetShelter Power Cords | 161 | 136.85
AP8704R-WW | Power Cord Kit (6 ea), Locking, C13 to C14 (90 Degree), 1.2m |  |  | OPTIMUM RACK PDU | Unknown | NetShelter Power Cords | 161 | 136.85
AP8704S-NA | Power Cord Kit (6 ea), Locking, C13 to C14, 1.2m, North America |  |  | OPTIMUM RACK PDU | Unknown | NetShelter Power Cords | 161 | 136.85
AP8704S-NAX340 | Power Cord Kit (6 ea), Locking, C13 to C14, 1.2m, North America, Red |  |  | OPTIMUM RACK PDU | Unknown | NetShelter Power Cords | 161 | 136.85
AP8704S-NAX590 | Power Cord Kit (6 ea), Locking, C13 to C14, 1.2m (4ft), North America, Blue |  |  | OPTIMUM RACK PDU | Unknown | NetShelter Power Cords | 161 | 136.85
AP8704S-WW | Power Cord Kit (6 ea), Locking, C13 to C14, 1.2m |  |  | OPTIMUM RACK PDU | Unknown | NetShelter Power Cords | 161 | 136.85
AP8706R-NA | Power Cord Kit (6 ea), Locking, C13 to C14 (90 Degree), 1.8m, North America |  |  | OPTIMUM RACK PDU | Unknown | NetShelter Power Cords | 225 | 191.25
AP8706R-WW | Power Cord Kit (6 ea), Locking, C13 to C14 (90 Degree), 1.8m |  |  | OPTIMUM RACK PDU | Unknown | NetShelter Power Cords | 225 | 191.25
AP8706S-NA | Power Cord Kit (6 ea), Locking, C13 to C14, 1.8m, North America |  |  | OPTIMUM RACK PDU | Unknown | NetShelter Power Cords | 225 | 191.25
AP8706S-NAX340 | Power Cord Kit (6 ea), Locking, C13 to C14, 1.8m, North America, Red |  |  | OPTIMUM RACK PDU | Unknown | NetShelter Power Cords | 224 | 190.4
AP8706S-NAX457 | Power Cord Kit (6 ea), C15 to Locking C14, 1.8m, North America |  |  | OPTIMUM RACK PDU | Unknown | Custom | 229 | 194.65
AP8706S-NAX590 | Power Cord Kit (6 ea), Locking, C13 to C14, 1.8M (6ft), North America, Blue |  |  | OPTIMUM RACK PDU | Unknown | NetShelter Power Cords | 224 | 190.4
AP8706S-NAX648 | Power Cord Kit (6 ea), Locking, C13 to C14, 3.0m, North America |  |  | OPTIMUM RACK PDU | Unknown | Custom | 287 | 243.95
AP8706S-WW | Power Cord Kit (6 ea), Locking, C13 to C14, 1.8m |  |  | OPTIMUM RACK PDU | Unknown | NetShelter Power Cords | 225 | 191.25
AP8712R | Power Cord Kit (6 ea), Locking, C19 to C20 (90 Degree), 0.6m |  |  | OPTIMUM RACK PDU | Unknown | NetShelter Power Cords | 202 | 171.7
AP8712S | Power Cord Kit (6 ea), Locking, C19 to C20, 0.6m |  |  | OPTIMUM RACK PDU | Unknown | NetShelter Power Cords | 202 | 171.7
AP8712SX340 | Power Cord Kit (6 EA), Locking, C19 TO C20, 0.6M (2FT), Red |  |  | OPTIMUM RACK PDU | Unknown | NetShelter Power Cords | 203 | 172.55
AP8712SX590 | Power Cord Kit (6 ea), Locking, C19 to C20, 0.6m (2ft), Blue |  |  | OPTIMUM RACK PDU | Unknown | NetShelter Power Cords | 203 | 172.55
AP8714R | Power Cord Kit (6 ea), Locking, C19 to C20 (90 Degree), 1.2m |  |  | OPTIMUM RACK PDU | Unknown | NetShelter Power Cords | 269 | 228.65
AP8714S | Power Cord Kit (6 ea), Locking, C19 to C20, 1.2m |  |  | OPTIMUM RACK PDU | Unknown | NetShelter Power Cords | 269 | 228.65
AP8714SX340 | Power Cord Kit (6 EA), Locking, C19 TO C20, 1.2M (4FT), Red |  |  | OPTIMUM RACK PDU | Unknown | NetShelter Power Cords | 269 | 228.65
AP8714SX592 | Power Cord Kit (6 ea), Locking, C19 to C20, 1.2m, Blue |  |  | OPTIMUM RACK PDU | Unknown | NetShelter Power Cords | 263 | 223.55
AP8716R | Power Cord Kit (6 ea), Locking, C19 to C20 (90 Degree), 1.8m |  |  | OPTIMUM RACK PDU | Unknown | NetShelter Power Cords | 338 | 287.3
AP8716S | Power Cord Kit (6 ea), Locking, C19 to C20, 1.8m |  |  | OPTIMUM RACK PDU | Unknown | NetShelter Power Cords | 338 | 287.3
AP8716SX340 | Power Cord Kit (6 EA), Locking, C19 TO C20, 1.8M, Red |  |  | OPTIMUM RACK PDU | Unknown | NetShelter Power Cords | 329 | 279.65
AP8716SX593 | Power Cord Kit (6 ea), Locking, C19 to C20, 1.8m, Blue |  |  | OPTIMUM RACK PDU | Unknown | NetShelter Power Cords | 329 | 279.65
AP8750 | Power Cord, Locking C19 to 5-15P, 3.0m |  | 120 | OPTIMUM RACK PDU | Unknown | NetShelter Power Cords | 57 | 48.45
AP8751 | Power Cord, Locking C19 to 5-20P, 3.0m |  | 120 | OPTIMUM RACK PDU | Unknown | NetShelter Power Cords | 62 | 52.7
AP8752 | Power Cord, Locking C19 to L5-20P, 3.0m |  | 120 | OPTIMUM RACK PDU | Unknown | NetShelter Power Cords | 64 | 54.4
AP8752J | Power Cord, Locking C19 to L5-20P, 3.0m |  | 100 ,120 | OPTIMUM RACK PDU | Unknown | NetShelter Power Cords | 69 | 58.65
AP8753 | Power Cord, Locking C19 to L6-20P, 3.0m |  | 208 | OPTIMUM RACK PDU | Unknown | NetShelter Power Cords | 110 | 93.5
AP8753J | Power Cord, Locking C19 to L6-20P, 3.0m |  |  | OPTIMUM RACK PDU | Unknown | NetShelter Power Cords | 67 | 56.95
AP8754 | Power Cord, Locking C19 to Australia Plug, 3.0m |  | 240 | OPTIMUM RACK PDU | Unknown | NetShelter Power Cords | 65 | 55.25
AP8755 | Power Cord, Locking C19 to CEE/7 Schuko, 3.0m |  | 240 | OPTIMUM RACK PDU | Unknown | NetShelter Power Cords | 67 | 56.95
AP8756 | Power Cord, Locking C19 to BS1363A (UK), 3.0m |  | 240 | OPTIMUM RACK PDU | Unknown | NetShelter Power Cords | 67 | 56.95
AP8758 | Power Cord, Locking C19 to IEC309-16A, 3.0m |  |  | OPTIMUM RACK PDU | Unknown | NetShelter Power Cords | 108 | 91.8
AP8759 | Power Cord, Locking C19 to Rewireable, 3.0m |  | 240 | OPTIMUM RACK PDU | Unknown | NetShelter Power Cords | 41 | 34.85
AP8760 | Power Cord, Locking C19 to C20, 3.0m |  |  | OPTIMUM RACK PDU | Unknown | NetShelter Power Cords | 92 | 78.2
AP8830 | Rack PDU 2G, Metered, ZeroU, 20A, 100-120V, (24) 5-20R | 100 10 | 100 ,120 | OPTIMUM RACK PDU | Unknown | NetShelter Metered Rack PDUs | 1020 | 867
AP8831 | Rack PDU 2G, Metered, ZeroU, 20A, 100-120V, (11) 5-15 | 100 10 | 100 ,120 | OPTIMUM RACK PDU | Unknown | NetShelter Metered Rack PDUs | 951 | 808.35
AP8832 | Rack PDU 2G, Metered, ZeroU, 30A, 100-120V, (24) 5-20R | 100 10 | 100 ,120 | OPTIMUM RACK PDU | Unknown | NetShelter Metered Rack PDUs | 1085 | 922.25
AP8841 | RACK PDU 2G, METERED, ZEROU, 30A, 200/208V, (36) C13 & (6) C19 | 200 20 | 200 ,208 | OPTIMUM RACK PDU | Unknown | NetShelter Metered Rack PDUs | 1160 | 986
AP8853 | Rack PDU 2G, Metered, ZeroU, 32A, 230V, (36) C13 & (6) C19 | 200 ,230 | 230 | OPTIMUM RACK PDU | Unknown | NetShelter Metered Rack PDUs | 1410 | 1198.5
AP8858 | Rack PDU 2G, Metered, ZeroU,16A, 100-240V, (18) C13 & (2) C19 | 200 ,230 | 100 ,200 ,208 ,230 | OPTIMUM RACK PDU | Unknown | NetShelter Metered Rack PDUs | 870 | 739.5
AP8858EU3 | Rack PDU 2G, Metered, ZeroU, 16A, 230V, (18) C13 & (2) C19, IEC309 Cord | 200 ,230 | 230 | OPTIMUM RACK PDU | Unknown | NetShelter Metered Rack PDUs | 1290 | 1096.5
AP8858NA3 | Rack PDU 2G, Metered, ZeroU, 20A, 208V, (18) C13 & (2) C19, L620 Cord | 200 ,208 ,230 ,240 | 208 | OPTIMUM RACK PDU | Unknown | NetShelter Metered Rack PDUs | 902 | 766.7
AP8861 | Rack PDU 2G, Metered, ZeroU, 5.7kW, 208V, (36) C13 & (6) C19 & (2) 5-20 | 208 3 PH | 120 ,208 | OPTIMUM RACK PDU | Unknown | NetShelter Metered Rack PDUs | 1250 | 1062.5
AP8861WX667 | Rack PDU 2G, Metered, ZeroU, 5.7kW, 208V, (36) C13 & (6) C19 & (2) 5-20, SE White | 208 3 PH | 120 ,208 | OPTIMUM RACK PDU | Unknown | Custom | 1225 | 1041.25
AP8862 | Rack PDU 2G, Metered, ZeroU, 20A, 208V 3Ph, (36) 5-20R | 208 3 PH | 120 | OPTIMUM RACK PDU | Unknown | NetShelter Metered Rack PDUs | 1145 | 973.25
AP8863 | Rack PDU 2G, Metered, ZeroU, 20A, 208V 3Ph, (24) 5-20R (6) L6-20R | 208 3 PH | 120 ,208 | OPTIMUM RACK PDU | Unknown | NetShelter Metered Rack PDUs | 1145 | 973.25
AP8865 | Rack PDU 2G, Metered, ZeroU, 8.6kW, 208V, (36) C13 & (6) C19 & (2) 5-20 | 208 3 PH | 120 ,208 | OPTIMUM RACK PDU | Unknown | NetShelter Metered Rack PDUs | 1830 | 1555.5
AP8865BLUX667 | Rack PDU 2G, Metered, ZeroU, 8.6kW, 208V, (36) C13 & (6) C19 & (2) 5-20, Blue Silk | 208 3 PH | 120 ,208 | OPTIMUM RACK PDU | Unknown | Custom | 1790 | 1521.5
AP8865REDX667 | Rack PDU 2G, Metered, ZeroU, 8.6kW, 208V, (36) C13 & (6) C19 & (2) 5-20, Red Silk | 208 3 PH | 120 ,208 | OPTIMUM RACK PDU | Unknown | Custom | 1790 | 1521.5
AP8865X630 | Rack PDU 2G, Metered, ZeroU, 8.6kW, 208V, (36) C13 & (6) C19 & (2) 5-20, 10ft. Cord |  |  | OPTIMUM RACK PDU | Unknown | Custom | 1860 | 1581
AP8866 | Rack PDU 2G, Metered, ZeroU, 17.2kW, 208V, (6) C13 & (12) C19 | 208 3 PH | 208 | OPTIMUM RACK PDU | Unknown | NetShelter Metered Rack PDUs | 3795 | 3225.75
AP8866X837 | Rack PDU 2G, Metered, ZeroU, 17.2kW, 208V, (24) C13 & (24) C19 | 208 3 PH | 208 | OPTIMUM RACK PDU | Unknown | Custom | 4075 | 3463.75
AP8866X844 | Rack PDU 2G, Metered, ZeroU, 17.2kW, 208V, (36) C13 & (12) C19 | 208 3 PH | 208 | OPTIMUM RACK PDU | Unknown | Custom | 3785 | 3217.25
AP8867 | Rack PDU 2G, Metered, ZeroU, 17.2kW, 208V, (30) C13 | 208 3 PH | 208 | OPTIMUM RACK PDU | Unknown | NetShelter Metered Rack PDUs | 3795 | 3225.75
AP8868 | Rack PDU 2G, Metered, ZeroU, 10.0kW, 208V, (36) C13 & (6) C19 | 208 3 PH | 208 | OPTIMUM RACK PDU | Unknown | NetShelter Metered Rack PDUs | 2170 | 1844.5
AP8868BLU | Rack PDU 2G, Metered, ZeroU, 10.0kW, 208V, (36) C13 & (6) C19, Blue Paint |  |  | OPTIMUM RACK PDU | Unknown | Custom | 2045 | 1738.25
AP8869HDX632 | Rack PDU 2G, Metered, ZeroU, 14.4Kw, 208V, (36) C13 & (12) C19, 6ft cord. | 208 3 PH | 208 | OPTIMUM RACK PDU | Unknown | Custom | 2840 | 2414
AP8869HDX737 | Rack PDU 2G, Metered, ZeroU, 14.4Kw, 208V, (36) C13 & (12) C19, 10ft cord | 208 3 PH | 208 | OPTIMUM RACK PDU | Unknown | Custom | 2975 | 2528.75
AP8869X737 | Rack PDU 2G, Metered, ZeroU, 14.4Kw, 208V, (24) C13 & (6) C19 | 208 3 PH | 208 | OPTIMUM RACK PDU | Unknown | Custom | 2920 | 2482
AP8870 | Rack PDU 2G, Metered, ZeroU, 30A, 120/208V, (16) 5-20R (12) C13 (2) C19 | 120 12 | 120 | OPTIMUM RACK PDU | Unknown | NetShelter Metered Rack PDUs | 1290 | 1096.5
AP8881 | Rack PDU 2G, Metered, ZeroU, 11kW, 230V, (36) C13 & (6) C19 | 400 3 PH | 230 | OPTIMUM RACK PDU | Unknown | NetShelter Metered Rack PDUs | 2150 | 1827.5
AP8881BLUX667 | Rack PDU 2G, Metered, ZeroU, 11kW, 230V, (36) C13 & (6) C19, Blue Silkscreen | 400 3 PH | 230 | OPTIMUM RACK PDU | Unknown | Custom | 1985 | 1687.25
AP8881RED | Rack PDU 2G, Metered, ZeroU, 11kW, 230V, (36) C13 & (6) C19, Full Paint Red |  |  | OPTIMUM RACK PDU | Unknown | Custom | 2150 | 1827.5
AP8881REDX667 | Rack PDU 2G, Metered, ZeroU, 11kW, 230V, (36) C13 & (6) C19, Red Silkscreen | 400 3 PH | 230 | OPTIMUM RACK PDU | Unknown | Custom | 1985 | 1687.25
AP8886 | Rack PDU 2G, Metered, ZeroU, 22.0kW(32A), 230V, (30) C13 & (12) C19 | 400 3 PH | 230 | OPTIMUM RACK PDU | Unknown | NetShelter Metered Rack PDUs | 3390 | 2881.5
AP8887 | Rack PDU 2G, Metered, ZeroU, 17.3kW, 240V, (30) C13 & (12) C19 | 400 3 PH | 240 | OPTIMUM RACK PDU | Unknown | NetShelter Metered Rack PDUs | 2710 | 2303.5
AP8887L22X837 | Rack PDU 2G, Metered, ZeroU, 17.3kW, 240V, (24) C13 & (18) C19, L22-30P input | 400 3 PH | 240 | OPTIMUM RACK PDU | Unknown | Custom | 2790 | 2371.5
AP8888 | Rack PDU 2G, Metered, ZeroU, 23.0kW, 240V, (30) C13 & (12) C19 | 400 3 PH | 240 | OPTIMUM RACK PDU | Unknown | NetShelter Metered Rack PDUs | 3595 | 3055.75
AP8888BLU | Rack PDU 2G, Metered, ZeroU, 23.0kW, 240V, (30) C13 & (12) C19, Full Paint Blue |  |  | OPTIMUM RACK PDU | Unknown | Custom | 3595 | 3055.75
AP8888RED | Rack PDU 2G, Metered, ZeroU, 23.0kW, 240V, (30) C13 & (12) C19, Full Paint Red |  |  | OPTIMUM RACK PDU | Unknown | Custom | 3595 | 3055.75
AP8888X892 | Rack PDU 2G, Metered, ZeroU, 23.0kW, 240V, (48) C13 & (12) C19, for 60U SX | 400 3 PH | 240 | OPTIMUM RACK PDU | Unknown | Custom | 3670 | 3119.5
AP8930 | Rack PDU 2G, Switched, ZeroU, 20A, 100-120V, (24) 5-20R | 120 | 120 | OPTIMUM RACK PDU | Unknown | NetShelter Switched Rack PDUs | 1700 | 1445
AP8930GRNX874 | Rack PDU 2G, Switched, ZeroU, 20A, 100-120V, (24) 5-20R, Full Paint Aetna Green | 120 | 120 | OPTIMUM RACK PDU | Unknown | Custom | 1570 | 1334.5
AP8930NRGX874 | Rack PDU 2G, Switched, ZeroU, 20A, 100-120V, (24) 5-20R, Full Paint Aetna Orange | 120 | 120 | OPTIMUM RACK PDU | Unknown | Custom | 1570 | 1334.5
AP8931 | Rack PDU 2G, Switched, ZeroU, 15A, 100-120V, (8) 5-15 | 100 10 | 100 ,120 | OPTIMUM RACK PDU | Unknown | NetShelter Switched Rack PDUs | 1700 | 1445
AP8932 | Rack PDU 2G, Switched, ZeroU, 30A, 100-120V, (24) 5-20R | 100 10 | 100 ,120 | OPTIMUM RACK PDU | Unknown | NetShelter Switched Rack PDUs | 1885 | 1602.25
AP8958 | Rack PDU 2G, Switched, ZeroU, 16A, 100-240V, (7) C13 & (1) C19 | 200 ,230 | 100 ,200 ,208 ,230 | OPTIMUM RACK PDU | Unknown | NetShelter Switched Rack PDUs | 1540 | 1309
AP8958EU3 | Rack PDU 2G, Switched, ZeroU, 16A, 230V, (7) C13 & (1) C19, IEC309 Cord | 200 ,230 | 200 ,208 ,230 | OPTIMUM RACK PDU | Unknown | NetShelter Switched Rack PDUs | 1930 | 1640.5
AP8958NA3 | Rack PDU 2G, Switched, ZeroU, 20A, 208V, (7) C13 & (1) C19, L620 Cord | 200 ,230 | 200 ,208 ,230 ,240 | OPTIMUM RACK PDU | Unknown | NetShelter Switched Rack PDUs | 1565 | 1330.25
AP8962 | Rack PDU 2G, Switched, ZeroU, 20A, 208V 3Ph, (24) 5-20R | 208 3 PH | 120 | OPTIMUM RACK PDU | Unknown | NetShelter Switched Rack PDUs | 1970 | 1674.5
AP8965X633 | Rack PDU 2G, Switched, ZeroU, 8.6kW, 208V, (21) C13 & (3) C19, 12ft Cord | 208 3 PH | 208 | OPTIMUM RACK PDU | Unknown | NetShelter Switched Rack PDUs | 2840 | 2414
AP8970GRNX874 | Rack PDU 2G, Switched, ZeroU, 30A, 120/208V, (16) 5-20R (7) C13 (1) C19, Full Paint Aetna Green | 120 12 | 120 ,208 | OPTIMUM RACK PDU | Unknown | Custom | 2070 | 1759.5
AP8970NRGX874 | Rack PDU 2G, Switched, ZeroU, 30A, 120/208V, (16) 5-20R (7) C13 (1) C19, Full Paint Aetna Orange | 120 12 | 120 ,208 | OPTIMUM RACK PDU | Unknown | Custom | 2070 | 1759.5
AP9505I | POWER SUPPLY UNIV 24VDC OUTPUT |  |  | NETBOTZ SW ACCESSORIES | Unknown | Management Options and Cables | 175 | 148.75
AP9544 | Network Management Card for Easy UPS, 1-Phase |  |  | NMC EMBEDDED SW | Unknown | Network Management Cards | 387 | 328.95
AP9547 | Network Management Card for Easy UPS, 3-Phase |  |  | NMC EMBEDDED SW | Unknown | Network Management Cards | 450 | 382.5
AP9551 | Rack PDU, Basic, Zero U, 20A, 120V, (14)5-15 | 100 10 | 120 | OPTIMUM RACK PDU | Unknown | NetShelter Basic Rack PDUs | 328 | 278.8
AP9559 | Rack PDU,Basic, 1U, 16A,208&230V, (10)C13 & (2)C19 | 120 ,230 | 120 ,208 ,230 | OPTIMUM RACK PDU | Unknown | NetShelter Basic Rack PDUs | 403 | 342.55
AP9560 | Rack PDU, Basic, 1U, 30A, 120V, (10)5-20 | 100 10 | 120 | OPTIMUM RACK PDU | Unknown | NetShelter Basic Rack PDUs | 464 | 394.4
AP9562 | Rack PDU, Basic, 1U, 15A, 120V, (10)5-15 | 100 10 | 120 | OPTIMUM RACK PDU | Unknown | NetShelter Basic Rack PDUs | 180 | 153
AP9563 | Rack PDU, Basic, 1U, 20A, 120V, (10)5-20, 5-20P | 100 10 | 120 | OPTIMUM RACK PDU | Unknown | NetShelter Basic Rack PDUs | 277 | 235.45
AP9564 | Rack PDU, Basic, 1U, 20A, 120V, (10)5-20, L5-20P | 100 10 | 120 | OPTIMUM RACK PDU | Unknown | NetShelter Basic Rack PDUs | 277 | 235.45
AP9565 | Rack PDU, Basic, 1U, 16A, 208/230V, (12)C13 | 200 ,230 | 208 ,230 | OPTIMUM RACK PDU | Unknown | NetShelter Basic Rack PDUs | 277 | 235.45
AP9566 | Rack PDU, Basic, 1U, 16A, 208V, (12)C13 | 200 ,230 | 208 | OPTIMUM RACK PDU | Unknown | NetShelter Basic Rack PDUs | 277 | 235.45
AP9567 | Rack PDU, Basic, Zero U, 15A, 100/120V, (14) 5-15 | 100 10 | 100 ,120 | OPTIMUM RACK PDU | Unknown | NetShelter Basic Rack PDUs | 330 | 280.5
AP9568 | Rack PDU,Basic,Zero U,10A,230V, (15)C13 | 120 ,200 ,208 ,230 ,240 | 208 ,230 | OPTIMUM RACK PDU | Unknown | NetShelter Basic Rack PDUs | 330 | 280.5
AP9569 | Cord Retention Bracket for Basic Rack PDUs |  |  | OPTIMUM RACK PDU | Unknown | Rack PDU Accessories | 113 | 96.05
AP9570 | Rack PDU, Basic, 1U, 30A, 208V, (4) C19 | 200 ,230 | 208 | OPTIMUM RACK PDU | Unknown | NetShelter Basic Rack PDUs | 464 | 394.4
AP9571A | Rack PDU, Basic, 1U, 30A, 208V, (10) C13 | 200 ,230 | 208 | OPTIMUM RACK PDU | Unknown | NetShelter Basic Rack PDUs | 451 | 383.35
AP9572 | Rack PDU, Basic, Zero U, 16A, 208/230V, (15) C13 | 200 ,230 | 200 ,208 ,230 | OPTIMUM RACK PDU | Unknown | NetShelter Basic Rack PDUs | 411 | 349.35
AP9624 | UPS Interface Expander 2 |  |  | NMC EMBEDDED SW | Unknown | Management Options and Cables | 462 | 392.7
AP9640 | UPS Network Management Card 3 |  |  | NMC EMBEDDED SW | Unknown | Network Management Cards | 538 | 457.3
AP9641 | UPS Network Management Card 3 with Environmental Monitoring |  |  | NMC EMBEDDED SW | Unknown | Network Management Cards | 846 | 719.1
AP9810 | APC Dry Contact I/O Accessory |  |  | NMC EMBEDDED SW | Unknown | Network Management Cards | 218 | 185.3
AP9870 | Power Cord, C13 to C14, 2.5m |  |  | OPTIMUM RACK PDU | Unknown | NetShelter Power Cords | 39 | 33.15
AP9871 | Power Cord, C19 to L6-20P, 3.7m |  |  | OPTIMUM RACK PDU | Unknown | NetShelter Power Cords | 69 | 58.65
AP9872 | Power Cord, C19 to 5-15P, 2.5m |  |  | OPTIMUM RACK PDU | Unknown | NetShelter Power Cords | 62 | 52.7
AP9873 | Power Cord, C19 to 5-20P, 2.5m |  |  | OPTIMUM RACK PDU | Unknown | NetShelter Power Cords | 62 | 52.7
AP9875 | Power Cord, C19 to CEE/7 Schuko, 2.5m |  |  | OPTIMUM RACK PDU | Unknown | NetShelter Power Cords | 62 | 52.7
AP9876 | Power Cord, C19 to IEC309 16A, 2.5m |  |  | OPTIMUM RACK PDU | Unknown | NetShelter Power Cords | 103 | 87.55
AP9877 | Power Cord, C19 to C20, 2.0m |  |  | OPTIMUM RACK PDU | Unknown | NetShelter Power Cords | 57 | 48.45
AP9878 | Power Cord, C19 to C14, 2.0m |  |  | OPTIMUM RACK PDU | Unknown | NetShelter Power Cords | 62 | 52.7
AP9879 | Power Cord, C13 to C20, 2.0m |  |  | OPTIMUM RACK PDU | Unknown | NetShelter Power Cords | 62 | 52.7
AP9880 | Power Cord, C14 to CEE 7/7 Schuko, 0.6m |  |  | OPTIMUM RACK PDU | Unknown | NetShelter Power Cords | 62 | 52.7
AP9881 | Power Cord, C14 to BS1363 (UK), 0.6m |  |  | OPTIMUM RACK PDU | Unknown | NetShelter Power Cords | 62 | 52.7
AP9883 | Power Cord Splitter, L21-20P to (3)L5-20R |  |  | OPTIMUM RACK PDU | Unknown | NetShelter Power Cords | 269 | 228.65
AP9887 | Power Cord, C19 to C20, 4.5m |  | 230 | OPTIMUM RACK PDU | Unknown | NetShelter Power Cords | 202 | 171.7
AP9890 | Power Cord Kit (5 ea), C13 to C14, 0.6m |  |  | OPTIMUM RACK PDU | Unknown | NetShelter Power Cords | 64 | 54.4
AP9892 | Power Cord, C19 to C20, 0.6m |  |  | OPTIMUM RACK PDU | Unknown | NetShelter Power Cords | 34 | 28.9
AP9893 | Power Cord, C13 to 5-15P, 2.4m |  | 120 | OPTIMUM RACK PDU | Unknown | NetShelter Power Cords | 34 | 28.9
AP9895 | Power Cord, C19 to BS1363A (UK), 2.4m |  |  | OPTIMUM RACK PDU | Unknown | NetShelter Power Cords | 67 | 56.95
AP9896 | Power Cord, C19 to L6-30P, 2.4m |  |  | OPTIMUM RACK PDU | Unknown | NetShelter Power Cords | 67 | 56.95
AP9897 | Power Cord, C19 to 15A Australia Plug, 3.7m |  |  | OPTIMUM RACK PDU | Unknown | NetShelter Power Cords | 154 | 130.9
AP9899 | Power Cord, C20 to IEC309 (16A), 2.5m |  |  | OPTIMUM RACK PDU | Unknown | NetShelter Power Cords | 241 | 204.85
APDU1300 | NetShelter Rack PDU 10000 Sensor Hub |  |  | OPTIMUM ODM RACK PDU | Unknown | NetShelter Rack PDU Advanced | 237 | 201.45
APDU1303 | NetShelter Rack PDU 10000 Door Switch |  |  | OPTIMUM ODM RACK PDU | Unknown | NetShelter Rack PDU Advanced | 199 | 169.15
APDU1308 | NetShelter Rack PDU 10000 Rope Leak Sensor |  |  | OPTIMUM ODM RACK PDU | Unknown | NetShelter Rack PDU Advanced | 671 | 570.35
APDU1335T | NetShelter Rack PDU 10000 Temperature Sensor |  |  | OPTIMUM ODM RACK PDU | Unknown | NetShelter Rack PDU Advanced | 161 | 136.85
APDU1335T3H | NetShelter Rack PDU 10000 Temperature (Qty 3) & Humidity Sensor |  |  | OPTIMUM ODM RACK PDU | Unknown | NetShelter Rack PDU Advanced | 284 | 241.4
APDU1335TH | NetShelter Rack PDU 10000 Temperature & Humidity Sensor |  |  | OPTIMUM ODM RACK PDU | Unknown | NetShelter Rack PDU Advanced | 256 | 217.6
APDU9941 | APC Rack PDU 9000 Switched, ZeroU, 30A, 200/208V, (21) C13 & (3) C19 | 208 20 | 200 ,208 | OPTIMUM RACK PDU | Unknown | NetShelter Switched Rack PDUs | 1990 | 1691.5
APDU9953 | APC Rack PDU 9000 Switched, ZeroU, 32A, 230V, (21) C13 & (3) C19 | 200...240 | 200...240 | OPTIMUM RACK PDU | Unknown | NetShelter Switched Rack PDUs | 2260 | 1921
APDU9959EU3 | APC Rack PDU 9000 Switched, ZeroU, 16A, 230V, (21) C13 & (3) C19, IEC309 Cord | 230 | 230 | OPTIMUM RACK PDU | Unknown | NetShelter Switched Rack PDUs | 2125 | 1806.25
APDU9959J | APC NetShelter Rack PDU 9000 Switched, ZeroU, 16A, 100-240V, (21) C13 & (3) C19, Japan | 200 | 200 | OPTIMUM RACK PDU | Unknown | NetShelter Switched Rack PDUs | 1780 | 1513
APDU9959NA3 | APC Rack PDU 9000 Switched, ZeroU, 20A, 208V, (21) C13 & (3) C19, L620 Cord | 200 20 | 208 ,200 | OPTIMUM RACK PDU | Unknown | NetShelter Switched Rack PDUs | 1740 | 1479
APDU9961 | APC Rack PDU 9000 Switched, ZeroU, 5.7kW, 200/208V, (21) C13 & (3) C19 | 208 3 PH | 208 | OPTIMUM RACK PDU | Unknown | NetShelter Switched Rack PDUs | 2230 | 1895.5
APDU9965 | APC Rack PDU 9000 Switched, ZeroU, 8.6kW, 208V, (21) C13 & (3) C19 | 208 3 PH | 208 | OPTIMUM RACK PDU | Unknown | NetShelter Switched Rack PDUs | 2710 | 2303.5
APDU9965X969 | APC Rack PDU 9000 Switched, ZeroU, 8.6kW, 208V, (21) C13 & (3) C19, 3.5m cord |  |  | OPTIMUM RACK PDU | Unknown | Custom | 3190 | 2711.5
APDU9965X970 | APC Rack PDU 9000 Switched, ZeroU, 8.6kW, 208V, (21) C13 & (3) C19, 3.5m cord, L15-30P input |  |  | OPTIMUM RACK PDU | Unknown | Custom | 3235 | 2749.75
APDU9966 | APC Rack PDU 9000 Switched, ZeroU, 17.2kW, 208V, (20) C13, (12) C19 | 208 3 PH | 208 | OPTIMUM RACK PDU | Unknown | NetShelter Switched Rack PDUs | 4910 | 4173.5
APDU9967 | APC Rack PDU 9000 Switched, ZeroU, 17.2kW, 208V, (42) C13, (6) C19 | 208 3 PH | 208 | OPTIMUM RACK PDU | Unknown | NetShelter Switched Rack PDUs | 4910 | 4173.5
APDU9970 | APC Rack PDU 9000 Switched, ZeroU, 30A, 120/208V, (16) 5-20R (7) C13 (1) C19 | 120 12 | 120 ,208 | OPTIMUM RACK PDU | Unknown | NetShelter Switched Rack PDUs | 2325 | 1976.25
APDU9981EU3 | APC Rack PDU 9000 Switched, ZeroU, 11.0kW, 230V, (21) C13 & (3) C19 | 400 3 PH | 230 | OPTIMUM RACK PDU | Unknown | NetShelter Switched Rack PDUs | 3015 | 2562.75
APDU9981EU3X968 | APC Rack PDU 9000 Switched, ZeroU, 11.0kW, 230V, (21) C13 & (3) C19, 3.5m cord, 3x breakers |  |  | OPTIMUM RACK PDU | Unknown | Custom | 3125 | 2656.25
APDU9981NA3 | APC Rack PDU 9000 Switched, ZeroU, 11.5kW, 208V, (21) C13 & (3) C19 | 415 3 PH | 208 ,240 | OPTIMUM RACK PDU | Unknown | NetShelter Switched Rack PDUs | 3015 | 2562.75
APDU10151ME | APC NetShelter Rack PDU Advanced, Metered, 5.0kW, 1PH, 208V, 30A, L6-30P, 40 Outlet | 208 1 PH | 208 | OPTIMUM ODM RACK PDU | Unknown | NetShelter Rack PDU Advanced | 1920 | 1632
APDU10151SM | APC NetShelter Rack PDU Advanced, Switched Metered Outlet, 5.0kW, 1PH, 208V, 30A, L6-30P, 40 Outlet | 208 1 PH | 208 | OPTIMUM ODM RACK PDU | Unknown | NetShelter Rack PDU Advanced | 4615 | 3922.75
APDU10151SW | APC NetShelter Rack PDU Advanced, Switched, 5.0kW, 1PH, 208V, 30A, L6-30P, 40 Outlet | 208 1 PH | 208 | OPTIMUM ODM RACK PDU | Unknown | NetShelter Rack PDU Advanced | 3055 | 2596.75
APDU10250ME | APC NetShelter Rack PDU Advanced, Metered, 11.5kW, 3PH, 415V, 20A, 520P6, 42 Outlet | 415 3 PH,400 3 PH | 240 | OPTIMUM ODM RACK PDU | Unknown | NetShelter Rack PDU Advanced | 1910 | 1623.5
APDU10250SM | APC NetShelter Rack PDU Advanced, Switched Metered Outlet, 11.5kW, 3PH, 415V, 20A, 520P6, 48 Outlet | 415 3 PH,400 3 PH | 240 | OPTIMUM ODM RACK PDU | Unknown | NetShelter Rack PDU Advanced | 4095 | 3480.75
APDU10250SW | APC NetShelter Rack PDU Advanced, Switched, 11.5kW, 3PH, 415V, 20A, 520P6, 42 Outlet | 415 3 PH,400 3 PH | 240 | OPTIMUM ODM RACK PDU | Unknown | NetShelter Rack PDU Advanced | 3125 | 2656.25
APDU10350ME | APC NetShelter Rack PDU Advanced, Metered, 17.3kW, 3PH, 415V, 30A, 530P6, 48 Outlet | 415 3 PH,400 3 PH | 240 | OPTIMUM ODM RACK PDU | Unknown | NetShelter Rack PDU Advanced | 2830 | 2405.5
APDU10350MO | APC NetShelter Rack PDU Advanced, Metered Outlet, 17.3kW, 3PH, 415V, 30A, 530P6, 48 Outlet | 415 3 PH,400 3 PH | 240 | OPTIMUM ODM RACK PDU | Unknown | NetShelter Rack PDU Advanced | 4890 | 4156.5
APDU10350SM | APC NetShelter Rack PDU Advanced, Switched Metered Outlet, 17.3kW, 3PH, 415V, 30A, 530P6, 48 Outlet | 415 3 PH,400 3 PH | 240 | OPTIMUM ODM RACK PDU | Unknown | NetShelter Rack PDU Advanced | 5250 | 4462.5
APDU10350SW | APC NetShelter Rack PDU Advanced, Switched, 17.3kW, 3PH, 415V, 30A, 530P6, 48 Outlet | 415 3 PH,400 3 PH | 240 | OPTIMUM ODM RACK PDU | Unknown | NetShelter Rack PDU Advanced | 3780 | 3213
APDU10351ME | APC NetShelter Rack PDU Advanced, Metered, 8.6kW, 3PH, 208V, 30A, L21-30P, 42 Outlet | 208 3 PH | 208 | OPTIMUM ODM RACK PDU | Unknown | NetShelter Rack PDU Advanced | 2445 | 2078.25
APDU10351SM | APC NetShelter Rack PDU Advanced, Switched Metered Outlet, 8.6kW, 3PH, 208V 30A, L21-30P, 48 Outlet | 208 3 PH | 208 | OPTIMUM ODM RACK PDU | Unknown | NetShelter Rack PDU Advanced | 4480 | 3808
APDU10351SW | APC NetShelter Rack PDU Advanced, Switched, 8.6kW, 3PH, 208V, 30A, L21-30P, 48 Outlet | 208 3 PH | 208 | OPTIMUM ODM RACK PDU | Unknown | NetShelter Rack PDU Advanced | 3770 | 3204.5
APDU10450ME | APC NetShelter Rack PDU Advanced, Metered, 34.6kW, 3PH, 415V, 60A, 560P6, 42 Outlet | 415 3 PH | 240 | OPTIMUM ODM RACK PDU | Unknown | NetShelter Rack PDU Advanced | 4410 | 3748.5
APDU10450SM | APC NetShelter Rack PDU Advanced, Switched Metered Outlet, 34.6kW, 3PH, 415V, 60A, 560P6, 42 Outlet | 415 3 PH | 240 | OPTIMUM ODM RACK PDU | Unknown | NetShelter Rack PDU Advanced | 6985 | 5937.25
APDU10450SW | APC NetShelter Rack PDU Advanced, Switched, 34.6kW, 3PH, 415V, 60A, 560P6, 42 Outlet | 415 3 PH | 240 | OPTIMUM ODM RACK PDU | Unknown | NetShelter Rack PDU Advanced | 5790 | 4921.5
APDU10451ME | APC NetShelter Rack PDU Advanced, Metered, 14.4kW, 3PH, 208V, 50A, CS8365C, 42 Outlet | 208 3 PH | 208 | OPTIMUM ODM RACK PDU | Unknown | NetShelter Rack PDU Advanced | 3650 | 3102.5
APDU10451SM | APC NetShelter Rack PDU Advanced, Switched Metered Outlet, 14.4kW, 3PH, 208V 50A, CS8365C, 42 Outlet | 208 3 PH | 208 | OPTIMUM ODM RACK PDU | Unknown | NetShelter Rack PDU Advanced | 5840 | 4964
APDU10451SW | APC NetShelter Rack PDU Advanced, Switched, 14.4kW, 3PH, 208V, 50A, CS8365C, 42 Outlet | 208 3 PH | 208 | OPTIMUM ODM RACK PDU | Unknown | NetShelter Rack PDU Advanced | 4370 | 3714.5
APDU10452ME | APC NetShelter Rack PDU Advanced, Metered, 3PH, 17.3kW, 208V, 60A, 460P9, 42 Outlet | 208 3 PH | 208 | OPTIMUM ODM RACK PDU | Unknown | NetShelter Rack PDU Advanced | 3875 | 3293.75
APDU10452MO | APC NetShelter Rack PDU Advanced, Metered Outlet, 3PH, 17.3kW, 208V, 60A, 460P9, 42 Outlet | 208 3 PH | 208 | OPTIMUM ODM RACK PDU | Unknown | NetShelter Rack PDU Advanced | 5400 | 4590
APDU10452SM | APC NetShelter Rack PDU Advanced, Switched Metered Outlet, 3PH, 17.3kW, 208V, 60A, 460P9, 42 Outlet | 208 3 PH | 208 | OPTIMUM ODM RACK PDU | Unknown | NetShelter Rack PDU Advanced | 6040 | 5134
APDU10452SW | APC NetShelter Rack PDU Advanced, Switched, 3PH, 17.3kW, 208V, 60A, 460P9, 42 Outlet | 208 3 PH | 208 | OPTIMUM ODM RACK PDU | Unknown | NetShelter Rack PDU Advanced | 5015 | 4262.75
APDU11452MO | APC NetShelter Rack PDU Advanced, Metered Outlet, 3PH, 17.3kW, 208V, 60A, 460P9, 42 Outlet | 208 3 PH | 208 | OPTIMUM ODM RACK PDU | Unknown | NetShelter Rack PDU Advanced | 5530 | 4700.5
APF8665-00001 | Rack PDU 2G Flex, Metered-by-Outlet w Switching, ZeroU, 8.6kW, 230V, (16) C13 & (8) 5-20R. |  |  | OPTIMUM RACK PDU | Unknown | Custom | 3410 | 2898.5
AR3100SPX846 | NetShelter SX 42U 600mm Wide x 1070mm Deep Enclosure with Sides Black -2k lbs. Shock Packaging, Wawa |  |  | RACKS AND ENCLOSURES | Unknown | Custom | 27250 | 23162.5
AR3100SPX848 | AR3100SP,With SRTL8KRM4UT UPS ,One through side panel,(4) swivel casters, Wawa |  |  | RACKS AND ENCLOSURES | Unknown | Custom | 32240 | 27404
AR3100X605 | NetShelter SX 42U 600mm W x 1070mm D Enclosure with Sides, Combo Lock Handles, Black |  |  | RACKS AND ENCLOSURES | Unknown | Custom | 3200 | 2720
AR3100X721 | NetShelter SX 40U/600mm/1070mm Enclosure with Roof and Sides, Black, Front Plenum and 2U bottom duct |  |  | RACKS AND ENCLOSURES | Unknown | Custom | 6400 | 5440
AR3104SP1X963 | NetShelter SX 24U 600mm Wide x 1070mm Deep Enclosure - 1250 lbs. Shock Packaging, Performance Roof |  |  | RACKS AND ENCLOSURES | Unknown | Custom | 2875 | 2443.75
AR3107W | NetShelter SX 48U 600mm Wide x 1070mm Deep Enclosure with Sides SE White |  |  | RACKS AND ENCLOSURES | Unknown | Custom | 3290 | 2796.5
AR3157W | NetShelter SX 48U 750mm Wide x 1070mm Deep Enclosure with Sides SE White |  |  | RACKS AND ENCLOSURES | Unknown | Custom | 3960 | 3366
AR3180X266 | NetShelter SX 42U 800mm Wide x 1070mm Deep Enclosure with Sides Black |  |  | RACKS AND ENCLOSURES | Unknown | Custom | 3965 | 3370.25
AR3180X719 | NetShelter SX 42U 800mm Wide x 800mm Deep Enclosure with Sides Black |  |  | RACKS AND ENCLOSURES | Unknown | Custom | 4360 | 3706
AR3200X437 | NetShelter SX Colocation 2 x 20U 750mm Wide x 1070mm Deep Enclosure with Sides Black |  |  | RACKS AND ENCLOSURES | Unknown | Custom | 9100 | 7735
AR3200X774 | NetShelter SX Colocation 2 x 20U 750mm Wide x 1200mm Deep Enclosure with Sides Black |  |  | RACKS AND ENCLOSURES | Unknown | Custom | 6040 | 5134
AR3200X907 | NetShelter SX Colocation 2 x 23U (48U) 600mm Wide x 1200mm Deep Enclosure with Sides, Black |  |  | RACKS AND ENCLOSURES | Unknown | Unknown | 5600 | 4760
AR3300X721 | NetShelter SX 40U/600mm/1200mm Enclosure with Roof and Sides, Black, Front Plenum and 2U bottom duct |  |  | RACKS AND ENCLOSURES | Unknown | Custom | 7270 | 6179.5
AR3305X610 | NetShelter SX 45U 600mm Wide x 1200mm Deep Enclosure with Sides and No Doors Black |  |  | RACKS AND ENCLOSURES | Unknown | Custom | 3500 | 2975
AR3340WX832 | NetShelter SX 42U 750mm Wide x 1200mm Deep Networking Enclosure with Sides White, Ford assembly |  |  | RACKS AND ENCLOSURES | Unknown | Custom | 7530 | 6400.5
AR3347W | NetShelter SX 48U 750mm Wide x 1200mm Deep Networking Enclosure with Sides White |  |  | RACKS AND ENCLOSURES | Unknown | Custom | 5495 | 4670.75
AR3350WSPX832 | NetShelter SX 42U 750mm Wide x 1200mm Deep Server Enclosure with Sides White, 2000lb Shock Pkg, Ford |  |  | RACKS AND ENCLOSURES | Unknown | Custom | 7315 | 6217.75
AR3350WX832 | NetShelter SX 42U 750mm Wide x 1200mm Deep Server Enclosure with Sides White, Ford |  |  | RACKS AND ENCLOSURES | Unknown | Custom | 5235 | 4449.75
AR3355WSP | NetShelter SX 45U 750mm Wide x 1200mm Deep Enclosure with Sides White -2000 lbs. Shock Packaging |  |  | RACKS AND ENCLOSURES | Unknown | Custom | 6385 | 5427.25
AR3357WX610 | NetShelter SX 48U 750mm Wide x 1200mm Deep Enclosure, Without Doors, SE White |  |  | RACKS AND ENCLOSURES | Unknown | Custom | 4665 | 3965.25
AR3357WX617 | NetShelter SX 48U 750mm Wide x 1200mm Deep Enclosure, Without Sides Without Doors, SE White |  |  | RACKS AND ENCLOSURES | Unknown | Custom | 3930 | 3340.5
AR3357WX725 | NetShelter SX 48U 750mm Wide x 1200mm Deep Enclosure, SE White, State Farm server rack |  |  | RACKS AND ENCLOSURES | Unknown | Custom | 6065 | 5155.25
AR3357WX930 | NetShelter SX 48U 750mm Wide x 1200mm Deep Enclosure, Without Sides, Without Front Door, SE White |  |  | RACKS AND ENCLOSURES | Unknown | Custom | 4425 | 3761.25
AR3357X306 | NetShelter SX 48U 750mm Wide x 1200mm Deep Enclosure with Sides Black, SP Ready |  |  | RACKS AND ENCLOSURES | Unknown | Custom | 5125 | 4356.25
AR3358W | NetShelter SX 52U 750mm Wide x 1200mm Deep Enclosure with Sides, SE White |  |  | RACKS AND ENCLOSURES | Unknown | Custom | 6105 | 5189.25
AR3380X266 | NetShelter SX 42U 800mm Wide x 1200mm Deep Enclosure with Sides Black |  |  | RACKS AND ENCLOSURES | Unknown | Custom | 4770 | 4054.5
AR3380X662 | NetShelter SX 42U 800mm Wide x 1200mm Deep Enclosure with Sides, Networking roof, Black |  |  | RACKS AND ENCLOSURES | Unknown | Custom | 5135 | 4364.75
AR3385X266 | NetShelter SX 45U 800mm Wide x 1200mm Deep Enclosure with Sides Black |  |  | RACKS AND ENCLOSURES | Unknown | Custom | 5260 | 4471
AR3387 | NetShelter SX 48U 800mm Wide x 1200mm Deep Enclosure with Sides Black |  |  | RACKS AND ENCLOSURES | Unknown | Custom | 5305 | 4509.25
AR7588LX795 | "Vertical Cable Manager for NetShelter SX 750mm Wide 60U (Qty 2), 6" Fingers on Left Side Only" |  |  | RACKS AND ENCLOSURES | Unknown | Custom | 642 | 545.7
AR7588RX795 | "Vertical Cable Manager for NetShelter SX 750mm Wide 60U (Qty 2), 6" Fingers on Right Side Only" |  |  | RACKS AND ENCLOSURES | Unknown | Custom | 642 | 545.7
AR7701AWHT-S | NetShelter SX High Seismic Region & OSHPD Bolt-Down Kit , White |  |  | RACKS AND ENCLOSURES | Unknown | Custom | 142 | 120.7
AR7711X960 | Rear facing rack PDU mounting kit for 750mm wide x 42/48U SX enclosure |  |  | RACKS AND ENCLOSURES | Unknown | Custom | 237 | 201.45
AR7723X587 | "Vertical Cable Manager for NetShelter SX 600mm Wide 48U (Qty 2), 1" extra depth" |  |  | RACKS AND ENCLOSURES | Unknown | Custom | 408 | 346.8
AR8172BLKX417 | Data Cable Partition, NetShelter, 800mm Wide |  |  | RACKS AND ENCLOSURES | Unknown | Custom | 193 | 164.05
AR8172WHT | Data Cable Partition, NetShelter, 750mm wide, White |  |  | RACKS AND ENCLOSURES | Unknown | Custom | 164 | 139.4
AR8173BLKX417 | Data Cable Partition, NetShelter, 800mm Wide, pass-through |  |  | RACKS AND ENCLOSURES | Unknown | Custom | 193 | 164.05
AR8173WHT | Data Cable Partition, NetShelter, 750mm wide, Pass-through, White |  |  | RACKS AND ENCLOSURES | Unknown | Custom | 164 | 139.4
AR8417 | NetShelter RS 4 Post Rack PDU Adapter Brackets |  |  | OPTIMUM RACK PDU | Unknown | Rack PDU Accessories | 137 | 116.45
AR8442WHT | Vertical Cable Organizer, 8 Cable Rings, Zero U, SE White |  |  | RACKS AND ENCLOSURES | Unknown | Custom | 242 | 205.7
AR8571X417 | Cable Trough, 800mm |  |  | RACKS AND ENCLOSURES | Unknown | Custom | 270 | 229.5
AR8600AWHT | "Horizontal Cable Manager, 2U X 4" Deep, Single Sided with Cover, White" |  |  | RACKS AND ENCLOSURES | Unknown | Custom | 183 | 155.55
AR8652X859 | Expandable Vertical Rack PDU Mounting Bracket Kit for 2-Post Racks |  |  | RACKS AND ENCLOSURES | Unknown | Custom | 154 | 130.9
ATP LT | CUSTOM SOLUTION LEADTIME OPTION CLASS |  |  | Unknown | Unknown | Unknown | Call for Quote | Call for Quote
AWA-1012 | CABLE ASSY, BATTERY (-) - NOKIA |  |  | Unknown | Unknown | Unknown | 22.25 | 18.9125
AWA-1013 | CABLE ASSY, BATTERY (-) - NOKIA |  |  | Unknown | Unknown | Unknown | 22.25 | 18.9125
BAA-0047 | BUSBAR,POSITIVE LVD3 |  |  | Unknown | Unknown | Unknown | 43 | 36.55
BAA-0048 | BUSBAR,CONNECTOR,LVD3 |  |  | Unknown | Unknown | Unknown | 35 | 29.75
BAA-0049 | BUSBAR,CONNECTOR,LVD3 |  |  | Unknown | Unknown | Unknown | 22.25 | 18.9125
BAA-0050 | BUSBAR,CONNECTOR,LVD3 |  |  | Unknown | Unknown | Unknown | 41 | 34.85
BAA-0054 | BUSBAR,CONN. LVD#3 |  |  | Unknown | Unknown | Unknown | 12.25 | 10.4125
BAA-0116 | BUSBAR,CONN. #1,LVD #1 |  |  | Unknown | Unknown | Unknown | 22.25 | 18.9125
BAA-0117 | BUSBAR,CONN. #2,LVD #1 |  |  | Unknown | Unknown | Unknown | 67 | 56.95
BAA-0118 | BUSBAR,CONN. #3,LVD #1 |  |  | Unknown | Unknown | Unknown | 61 | 51.85
BAA-0126 | BUSBAR,CONN. #4,LVD #1 |  |  | Unknown | Unknown | Unknown | 24.25 | 20.6125
BAA-0136 | BUSBAR,PLATE,SPLICE,LVD2 |  |  | Unknown | Unknown | Unknown | 16.25 | 13.8125
BAA-0159 | BUSBAR,CONN #1 LVD #1(1200REV) |  |  | Unknown | Unknown | Unknown | 27 | 22.95
BAA-0856 | BUS BAR -LVD |  |  | Unknown | Unknown | Unknown | 101 | 85.85
BAA-0898 | BUS (MX28-1200 CB CAB) |  |  | Unknown | Unknown | Unknown | 2.1 | 1.785
BAA-0899 | BUS (MX28-1200 CB CAB) |  |  | Unknown | Unknown | Unknown | 2.1 | 1.785
BAA-0913 | LVD RISER BUS A |  |  | Unknown | Unknown | Unknown | 2.1 | 1.785
BAA-0969 | LUG LANDING,MX28 |  |  | Unknown | Unknown | Unknown | 31 | 26.35
BAA-0972 | ADAPTER BUS (MX06-100) |  |  | Unknown | Unknown | Unknown | 18.25 | 15.5125
BAA-1010 | CONNRECTOR BUS B MX28-1600 |  |  | Unknown | Unknown | Unknown | 65 | 55.25
BAA-1013 | RECTIFIER BUS (4800) |  |  | Unknown | Unknown | Unknown | 446 | 379.1
BAA-1014 | RECTIFIER BUS (4800) |  |  | Unknown | Unknown | Unknown | 446 | 379.1
BASERACKOPTCLS | BASE RACK OPTION CLASS |  |  | Unknown | Unknown | Unknown | Call for Quote | Call for Quote
CCT-CW ALARMS | CCT-CW ALARMS OPTIONS |  |  | Unknown | Unknown | Unknown | Call for Quote | Call for Quote
CCT-CW BLOWERS | CCT-CW MOTOR AND BLOWER OPTIONS |  |  | Unknown | Unknown | Unknown | Call for Quote | Call for Quote
CCT-CW CONTROLLERS | CCT-CW CONTROLLER OPTIONS |  |  | Unknown | Unknown | Unknown | Call for Quote | Call for Quote
CCT-CW DISCONNECT | CCT-CW MAIN POWER CIRCUIT BREAKER DISCON |  |  | Unknown | Unknown | Unknown | Call for Quote | Call for Quote
CCT-CW ELECTRICAL | CCT-CW ELECTRICAL INSERT OPTIONS |  |  | Unknown | Unknown | Unknown | Call for Quote | Call for Quote
CCT-CW FILTERS | CCT-CW FILTER OPTIONS |  |  | Unknown | Unknown | Unknown | Call for Quote | Call for Quote
CCT-CW FRAMES | CCT-CW FRAME AND COIL OPTIONS |  |  | Unknown | Unknown | Unknown | Call for Quote | Call for Quote
CCT-CW HUMIDITY | CCT-CW HUMIDITY OPTIONS |  |  | Unknown | Unknown | Unknown | Call for Quote | Call for Quote
CCT-CW PIPING | CCT-CW PIPING OPTIONS |  |  | Unknown | Unknown | Unknown | Call for Quote | Call for Quote
CCT-CW REFRIDG | CCT-CW REFRIGERATION SPECIALTY OPTIONS |  |  | Unknown | Unknown | Unknown | Call for Quote | Call for Quote
CCT-CW REHEAT | CCT-CW REHEAT OPTIONS |  |  | Unknown | Unknown | Unknown | Call for Quote | Call for Quote
CES | CUSTOM ENCLOSURE SOLUTION |  |  | FAMILY OTHER FOR SP3PH | Unknown | Third Party Hardware Procurement | Call for Quote | Call for Quote
CHILLER TYPE | UNIFLAIR CHILL SOLUTION TYPE |  |  | Unknown | Unknown | Unknown | Call for Quote | Call for Quote
CLVENGINE | EcoStruxure IT Advisor: Cooling Optimize Virtual Server |  |  | COOLING OPTIMZATION | Unknown | EcoStruxure IT Advisor: Cooling Optimize | 3670 | 3119.5
CM GENERICS | CM GENERIC STOCKABLE UNITS |  |  | Unknown | Unknown | Unknown | Call for Quote | Call for Quote
CM-CW ALARMS | CM-CW ALARMS OPTIONS |  |  | Unknown | Unknown | Unknown | Call for Quote | Call for Quote
CM-CW BLOWERS | CM-CW MOTOR AND BLOWER OPTIONS |  |  | Unknown | Unknown | Unknown | Call for Quote | Call for Quote
CM-CW CONTROLLERS | CM-CW CONTROLLER OPTIONS |  |  | Unknown | Unknown | Unknown | Call for Quote | Call for Quote
CM-CW DISCONNECT | CM-CW MAIN POWER CIRCUIT BREAKER DISCONN |  |  | Unknown | Unknown | Unknown | Call for Quote | Call for Quote
CM-CW ELECTRICAL | CM-CW ELECTRICAL INSERT OPTIONS |  |  | Unknown | Unknown | Unknown | Call for Quote | Call for Quote
CM-CW FILTERS | CM-CW FILTER OPTIONS |  |  | Unknown | Unknown | Unknown | Call for Quote | Call for Quote
CM-CW FRAMES | CM-CW FRAME AND COIL OPTIONS |  |  | Unknown | Unknown | Unknown | Call for Quote | Call for Quote
CM-CW HUMIDITY | CM-CW HUMIDITY OPTIONS |  |  | Unknown | Unknown | Unknown | Call for Quote | Call for Quote
CM-CW PIPING | CM-CW PIPING OPTIONS |  |  | Unknown | Unknown | Unknown | Call for Quote | Call for Quote
CM-CW REFRIDG | CM-CW REFRIGERATION SPECIALTY OPTIONS |  |  | Unknown | Unknown | Unknown | Call for Quote | Call for Quote
CM-CW REHEAT | CM-CW REHEAT OPTIONS |  |  | Unknown | Unknown | Unknown | Call for Quote | Call for Quote
CM-DX ALARMS | CM-DX ALARMS OPTIONS |  |  | Unknown | Unknown | Unknown | Call for Quote | Call for Quote
CM-DX BLOWERS | CM-DX MOTOR AND BLOWER OPTIONS |  |  | Unknown | Unknown | Unknown | Call for Quote | Call for Quote
CM-DX COMPRESSORS | CM-DX COMPRESSOR OPTIONS |  |  | Unknown | Unknown | Unknown | Call for Quote | Call for Quote
CM-DX CONTROLLERS | CM-DX CONTROLLER OPTIONS |  |  | Unknown | Unknown | Unknown | Call for Quote | Call for Quote
CM-DX DISCONNECT | CM-DX MAIN POWER CIRCUIT BREAKER DISCONN |  |  | Unknown | Unknown | Unknown | Call for Quote | Call for Quote
CM-DX ELECTRICAL | CM-DX ELECTRICAL INSERT OPTIONS |  |  | Unknown | Unknown | Unknown | Call for Quote | Call for Quote
CM-DX FILTERS | CM-DX FILTER OPTIONS |  |  | Unknown | Unknown | Unknown | Call for Quote | Call for Quote
CM-DX FRAMES | CM-DX FRAME AND COIL OPTIONS |  |  | Unknown | Unknown | Unknown | Call for Quote | Call for Quote
CM-DX HUMIDITY | CM-DX HUMIDITY OPTIONS |  |  | Unknown | Unknown | Unknown | Call for Quote | Call for Quote
CM-DX PIPING | CM-DX PIPING OPTIONS |  |  | Unknown | Unknown | Unknown | Call for Quote | Call for Quote
CM-DX REFRIDG | CM-DX REFRIGERATION SPECIALTY OPTIONS |  |  | Unknown | Unknown | Unknown | Call for Quote | Call for Quote
CM-DX REHEAT | CM-DX REHEAT OPTIONS |  |  | Unknown | Unknown | Unknown | Call for Quote | Call for Quote
CMS | CUSTOM MANUFACTURED SOLUTION |  |  | FAMILY OTHER FOR SP3PH | Unknown | Third Party Hardware Procurement | Call for Quote | Call for Quote
CMS SOLUTION TYPE | CUSTOM MFG PRODUCT OPTION CLASS |  |  | Unknown | Unknown | Unknown | Call for Quote | Call for Quote
CSRV1YR360 | CUSTOM MANAGED SERVICES CONTRACT |  |  | 3PH&BATT CLASSC CONTR | Unknown | Managed Maintenance Services | Call for Quote | Call for Quote
CSRV1YR361 | CUSTOM MV MGT SERVICE CONTRACT |  |  | VENDOR MGMT SERVICES | Unknown | Vendor Management Services | Call for Quote | Call for Quote
CSRV1YR552 | CUSTOM FACILITY OP SERVICE CONTRACT |  |  | CRITICAL FACILITY OPS | Unknown | Critical Facility Operations | Call for Quote | Call for Quote
CURK115-01-03 | APC Charge-UPS #115 1-Yr SP-03 |  |  | REPLACEMENT BATTERIES | Unknown | Charge UPS | 629 | 534.65
CURK116-01-02 | APC Charge-UPS #116 1-Yr SP-02 |  |  | REPLACEMENT BATTERIES | Unknown | Charge UPS | 436 | 370.6
CURK117-01-04 | APC Charge-UPS #117 1-Yr SP-04 |  |  | REPLACEMENT BATTERIES | Unknown | Charge UPS | 994 | 844.9
CURK132-01-02 | APC Charge-UPS #132 1-Yr SP-02 |  |  | REPLACEMENT BATTERIES | Unknown | Charge UPS | 555 | 471.75
CURK143-01-04 | APC Charge-UPS #143 1-Yr SP-04 |  |  | REPLACEMENT BATTERIES | Unknown | Charge UPS | 936 | 795.6
DCM BATTERIES | BATTERY OPTIONS |  |  | Unknown | Unknown | Unknown | Call for Quote | Call for Quote
DCN AC INPUT | AC INPUT OPTIONS |  |  | Unknown | Unknown | Unknown | Call for Quote | Call for Quote
DCN BATTERY ANCILLARIES | BATTERY ANCILLARY OPTIONS |  |  | Unknown | Unknown | Unknown | Call for Quote | Call for Quote
DCN CIRCUIT PROTECTION | CIRCUIT PROTECTION OPTIONS |  |  | Unknown | Unknown | Unknown | Call for Quote | Call for Quote
DCN CONTROLLERS | DC SYSTEM CONTROLLER OPTIONS |  |  | Unknown | Unknown | Unknown | Call for Quote | Call for Quote
DCN DISTRIBUTION | DC DISTRIBUTION OPTIONS |  |  | Unknown | Unknown | Unknown | Call for Quote | Call for Quote
DCN INTERCONNECTS | INTERCONNECT OPTIONS |  |  | Unknown | Unknown | Unknown | Call for Quote | Call for Quote
DCN LVD | LOW VOLTAGE DISCONNECT OPTIONS |  |  | Unknown | Unknown | Unknown | Call for Quote | Call for Quote
DCN POWER SHELVES | POWER SHELF OPTIONS |  |  | Unknown | Unknown | Unknown | Call for Quote | Call for Quote
DCN RACKS AND ENCLOSURES | RACK AND ENCLOSURE OPTIONS |  |  | Unknown | Unknown | Unknown | Call for Quote | Call for Quote
DCN SYS ACCESSORIES | SYSTEM ACCESSORY OPTIONS |  |  | Unknown | Unknown | Unknown | Call for Quote | Call for Quote
DCN-MISC-SVC | MISCELLANEOUS SERVICE ITEM FOR DC GROUP |  |  | Unknown | Unknown | Unknown | 2.1 | 1.785
DEVELOPMENT PSX-PDU 100V | ITEMS IN DEVELOPMENT PSX-PDU 100V |  |  | Unknown | Unknown | Unknown | Call for Quote | Call for Quote
DEVELOPMENT PSX-PDU 120V | ITEMS IN DEVELOPMENT PSX-PDU 120V |  |  | Unknown | Unknown | Unknown | Call for Quote | Call for Quote
DEVELOPMENT PSX-PDU 230V | ITEMS IN DEVELOPMENT PSX-PDU 230V |  |  | Unknown | Unknown | Unknown | Call for Quote | Call for Quote
DISTRIBUTION BREAKERS 100V | DISTRIBUTION BREAKERS 100V |  |  | Unknown | Unknown | Unknown | Call for Quote | Call for Quote
DISTRIBUTION BREAKERS 120V | TYPE & AMP OF DISTRIBUTION CKT BRKS |  |  | Unknown | Unknown | Unknown | Call for Quote | Call for Quote
DISTRIBUTION BREAKERS 230V | TYPE & AMPACITY OF CIRCUIT BREAKERS |  |  | Unknown | Unknown | Unknown | Call for Quote | Call for Quote
DISTRIBUTION CORDSETS 120V | OVERHEAD DISTRIBUTION CORDSETS |  |  | Unknown | Unknown | Unknown | Call for Quote | Call for Quote
DISTRIBUTION CORDSETS 230V | OVERHEAD DISTRIBUTION CORDSETS |  |  | Unknown | Unknown | Unknown | Call for Quote | Call for Quote
E7TAUXX | AUXILIARIES OPTIONS GALAXY EPS 7000 |  |  | FAMILY OTHER FOR SP3PH | Unknown | Unknown | Call for Quote | Call for Quote
E7TDOCX | DOCUMENTATION PACKAGE OPT GALAXY EPS7000 |  |  | FAMILY OTHER FOR SP3PH | Unknown | Unknown | Call for Quote | Call for Quote
E7TTINP | AUXILIARIES OPT GALAXY EPS 7000 ALL KVA |  |  | FAMILY OTHER FOR SP3PH | Unknown | Unknown | Call for Quote | Call for Quote
E8TAUXX | AUXILIARIES OPTIONS GALAXY EPS 8000 |  |  | FAMILY OTHER FOR SP3PH | Unknown | Unknown | Call for Quote | Call for Quote
E8TBATOPT | EXTERNAL BATTERIES OPT GALAXY EPS 8000 |  |  | FAMILY OTHER FOR SP3PH | Unknown | Unknown | Call for Quote | Call for Quote
E8TBATX | EXTERNAL BATTERIES OPT GALAXY EPS 8000 |  |  | FAMILY OTHER FOR SP3PH | Unknown | Unknown | Call for Quote | Call for Quote
E8TDOCX | DOCUMENTATION PACKAGE OPT GALAXY EPS8000 |  |  | FAMILY OTHER FOR SP3PH | Unknown | Unknown | Call for Quote | Call for Quote
E8TGOPT555-625 | INTEGRATED OPT GALAXY EPS8000 555-625KVA |  |  | FAMILY OTHER FOR SP3PH | Unknown | Unknown | Call for Quote | Call for Quote
E8TGOPT750-800 | INTEGRATED OPT GALAXY EPS8000 750-800KVA |  |  | FAMILY OTHER FOR SP3PH | Unknown | Unknown | Call for Quote | Call for Quote
E8TGOPT1000-1100 | INTEGRATED OPTIONS EPS8000 1000-1100KVA |  |  | FAMILY OTHER FOR SP3PH | Unknown | Unknown | Call for Quote | Call for Quote
E8TGOPTEXT56 | EXTERNAL OPT GALAXY EPS 8000 555-625KVA |  |  | FAMILY OTHER FOR SP3PH | Unknown | Unknown | Call for Quote | Call for Quote
E8TGOPTEXT1100 | EXTERNAL OPT GALAXY EPS8000 1000-1100KVA |  |  | FAMILY OTHER FOR SP3PH | Unknown | Unknown | Call for Quote | Call for Quote
E8TMBCX | EXT MAINTENANCE BYPASS GALAXY EPS 8000 |  |  | FAMILY OTHER FOR SP3PH | Unknown | Unknown | Call for Quote | Call for Quote
E8TUPSPM555 | POWER MODULE GALAXY EPS 8000 555 KVA |  |  | FAMILY OTHER FOR SP3PH | Unknown | Unknown | Call for Quote | Call for Quote
E8TUPSPM1125 | POWER MODULE GALAXY EPS8000 1125KVA |  |  | Unknown | Unknown | Unknown | Call for Quote | Call for Quote
EAA-0001E | ASSY,PCB,DISPLAY/MEM SW/LVD |  |  | Unknown | Unknown | Unknown | 2.1 | 1.785
EAA-0002E | ASSY,PCB,RECTIFIER CONTROLLER |  |  | Unknown | Unknown | Unknown | 2.1 | 1.785
EAA-0003 | ASSY,PCB,BACKPLANE,SHELF,RECT. |  |  | Unknown | Unknown | Unknown | 912 | 775.2
EAA-0003E | ASSY,PCB,BACKPLANE,SHELF,RECT. |  |  | Unknown | Unknown | Unknown | 2.1 | 1.785
EAA-0131 | MX06 J5 CONNECTOR CB MULTIPLIER |  |  | Unknown | Unknown | Unknown | 2.1 | 1.785
EAA-0133 | TEST FIXTURE, MX06 LOOK |  |  | Unknown | Unknown | Unknown | 2.1 | 1.785
EGA-0063 | ASSY-RECTIFIER BACKPLANE MAXIMUM |  |  | Unknown | Unknown | Unknown | 156 | 132.6
EGA-0071 | MECH.ASSY-RECTIFIER BACKPLANE 48V |  |  | Unknown | Unknown | Unknown | 2.1 | 1.785
EGA-0087 | ASSEMBLY-GMT |  |  | Unknown | Unknown | Unknown | 2.1 | 1.785
EGA-0090 | ASSY,AFC GMT FUSE PANEL |  |  | Unknown | Unknown | Unknown | 954 | 810.9
EGA-0100 | ASSY, GMT FUSE PANEL |  |  | Unknown | Unknown | Unknown | 2.1 | 1.785
EGA-0108 | LVD ADAPTER |  |  | Unknown | Unknown | Unknown | 2.1 | 1.785
EJA-2013 | GMT FUSE HOLDER-10 BREAKERS |  |  | Unknown | Unknown | Unknown | 2.1 | 1.785
ELECTRICAL SYSTEM 100V | ELECTRICAL SYSTEM 100V |  |  | Unknown | Unknown | Unknown | Call for Quote | Call for Quote
ELECTRICAL SYSTEM 120V | ELECTRICAL SYSTEM 120V |  |  | Unknown | Unknown | Unknown | Call for Quote | Call for Quote
ELECTRICAL SYSTEM 230V | PDU TYPE INPUT VOLTAGE AND TRNSFRM |  |  | Unknown | Unknown | Unknown | Call for Quote | Call for Quote
ERWPLUS1-1Y-DIGI | Advanced 1Y Plan for EcoStruxure IT SmartConnect |  |  | SMARTCONNECT | Unknown | EcoStruxureâ„¢ IT SmartConnect | 74 | 62.9
ERWPLUS1-3Y-DIGI | Advanced 3Y Plan for EcoStruxure IT SmartConnect |  |  | SMARTCONNECT | Unknown | EcoStruxureâ„¢ IT SmartConnect | 173 | 147.05
ERWPLUS1-5Y-DIGI | Advanced 5Y Plan for EcoStruxure IT SmartConnect |  |  | SMARTCONNECT | Unknown | EcoStruxureâ„¢ IT SmartConnect | 279 | 237.15
ERWPMON1-1Y-DIGI | Standard 1Y Plan for EcoStruxure IT SmartConnect |  |  | SMARTCONNECT | Unknown | EcoStruxureâ„¢ IT SmartConnect | 35 | 29.75
ERWPMON1-3Y-DIGI | Standard 3Y Plan for EcoStruxure IT SmartConnect |  |  | SMARTCONNECT | Unknown | EcoStruxureâ„¢ IT SmartConnect | 77 | 65.45
ERWPMON1-5Y-DIGI | Standard 5Y Plan for EcoStruxure IT SmartConnect |  |  | SMARTCONNECT | Unknown | EcoStruxureâ„¢ IT SmartConnect | 156 | 132.6
F4 D SCCR PROTECTION (11) | TD-TU 0921D SCCR PROTECTION (11) |  |  | Unknown | Unknown | Unknown | Call for Quote | Call for Quote
F4 G-L SCCR PROTECTION (11) | TD-TU 0921 G-L SCCR PROTECTION (11) |  |  | Unknown | Unknown | Unknown | Call for Quote | Call for Quote
F5-F6 D SCCR PROTECTION (11) | TD-TU 1121D-1822D SCCR PROTECTION (11) |  |  | Unknown | Unknown | Unknown | Call for Quote | Call for Quote
F5-F6 G-L SCCR PROTECTION (11) | TD-TU 1121-1822 G-L SCCR PROTECTION (11) |  |  | Unknown | Unknown | Unknown | Call for Quote | Call for Quote
F7 2242-2842D SCCR PROTECT(11) | TD-TU 2242D-2842D SCCR PROTECTION (11) |  |  | Unknown | Unknown | Unknown | Call for Quote | Call for Quote
F7 3342D SCCR PROTECTION (11) | TD-TU 3342D SCCR PROTECTION (11) |  |  | Unknown | Unknown | Unknown | Call for Quote | Call for Quote
F7 G-L SCCR PROTECTION (11) | TD-TU 2242-3342 G-L SCCR PROTECTION (11) |  |  | Unknown | Unknown | Unknown | Call for Quote | Call for Quote
FCA-0165 | FUSEHOLDER,GMT,NO FLANGES STR |  |  | Unknown | Unknown | Unknown | 6.1 | 5.185
FCA-0166 | FUSEHOLDER,GMT,NO FLANGES TYPF |  |  | Unknown | Unknown | Unknown | 8.1 | 6.885
FFA-0007 | LVD, 200A, 28V AUX SW, DIODE |  |  | Unknown | Unknown | Unknown | 265 | 225.25
FFA-0009 | LVD, 400A, 60V, AUX SW,DIODE |  |  | Unknown | Unknown | Unknown | 440 | 374
FFA-0009W | LVD, 400A, 60V, AUX SW,DIODE |  |  | Unknown | Unknown | Unknown | 107 | 90.95
FFA-0011W | LVD, 800A, 24V AUX SW, DIODE |  |  | Unknown | Unknown | Unknown | 89 | 75.65
FFA-0012W | LVD,1200A, 24V, AUX SW,DIODE |  |  | Unknown | Unknown | Unknown | 142 | 120.7
FFA-0026 | 30A CIRCUIT BREAKER,HORIZON |  |  | Unknown | Unknown | Unknown | 49 | 41.65
FFA-0027 | 20A CIRCUIT BREAKER, HORIZON |  |  | Unknown | Unknown | Unknown | 49 | 41.65
FFA-0076 | 600A C/B DISCONNECT,WALL MOUNT |  |  | Unknown | Unknown | Unknown | 3170 | 2694.5
FFA-0084-01 | APC CIRC BRKR FOR AAB-0549 AND AAB-0550 225A |  |  | Unknown | Unknown | Unknown | 781 | 663.85
FFA-0093 | FUSE 300A |  |  | Unknown | Unknown | Unknown | 105 | 89.25
FFA-0099 | FUSE 600A |  |  | Unknown | Unknown | Unknown | 111 | 94.35
FREIGHT | FREIGHT CHARGES |  |  | Unknown | Unknown | Unknown | Call for Quote | Call for Quote
FREIGHT AIR | CUSTOMER AIR FREIGHT |  |  | Unknown | Unknown | Unknown | Call for Quote | Call for Quote
FREIGHT ROAD | CUSTOMER ROAD FREIGHT |  |  | Unknown | Unknown | Unknown | Call for Quote | Call for Quote
FREIGHT SEA | CUSTOMER SEA FREIGHT |  |  | Unknown | Unknown | Unknown | Call for Quote | Call for Quote
FWENMC1P-ST1Y-DIGI | NMC3 for Easy UPS, 1-Phase - 1 Year Secure NMC Subscription​ |  |  | NMC SUBSCRIPTION SW | Unknown | Network Management Cards | 60 | 51
FWENMC1P-ST2Y-DIGI | NMC3 for Easy UPS, 1-Phase - 2 Year Secure NMC Subscription​ |  |  | NMC SUBSCRIPTION SW | Unknown | Network Management Cards | 117 | 99.45
FWENMC1P-ST3Y-DIGI | NMC3 for Easy UPS, 1-Phase - 3 Year Secure NMC Subscription​​ |  |  | NMC SUBSCRIPTION SW | Unknown | Network Management Cards | 171 | 145.35
FWENMC1P-ST4Y-DIGI | NMC3 for Easy UPS, 1-Phase - 4 Year Secure NMC Subscription​ |  |  | NMC SUBSCRIPTION SW | Unknown | Network Management Cards | 222 | 188.7
FWENMC1P-ST6Y-DIGI | NMC3 for Easy UPS, 1-Phase - 6 Year Secure NMC Subscription​ |  |  | NMC SUBSCRIPTION SW | Unknown | Network Management Cards | 321 | 272.85
FWENMC3P-ST1Y-DIGI | NMC3 for Easy UPS, 3-Phase - 1 Year Secure NMC Subscription​ |  |  | NMC SUBSCRIPTION SW | Unknown | Network Management Cards | 63 | 53.55
FWENMC3P-ST2Y-DIGI | NMC3 for Easy UPS, 3-Phase - 2 Year Secure NMC Subscription​ |  |  | NMC SUBSCRIPTION SW | Unknown | Network Management Cards | 125 | 106.25
FWENMC3P-ST3Y-DIGI | NMC3 for Easy UPS, 3-Phase - 3 Year Secure NMC Subscription​ |  |  | NMC SUBSCRIPTION SW | Unknown | Network Management Cards | 180 | 153
FWENMC3P-ST4Y-DIGI | NMC3 for Easy UPS, 3-Phase - 4 Year Secure NMC Subscription​ |  |  | NMC SUBSCRIPTION SW | Unknown | Network Management Cards | 234 | 198.9
FWENMC3P-ST5Y-DIGI | NMC3 for Easy UPS, 3-Phase - 5 Year Secure NMC Subscription​ |  |  | NMC SUBSCRIPTION SW | Unknown | Network Management Cards | 284 | 241.4
FWENMC3P-ST6Y-DIGI | NMC3 for Easy UPS, 3-Phase - 6 Year Secure NMC Subscription​ |  |  | NMC SUBSCRIPTION SW | Unknown | Network Management Cards | 341 | 289.85
G3KAUXX | AUXILIARIES OPTIONS GALAXY 3000 |  |  | FAMILY OTHER FOR SP3PH | Unknown | Unknown | Call for Quote | Call for Quote
G3KBATX | EXTERNAL BATTERIES OPTIONS GALAXY 3000 |  |  | FAMILY OTHER FOR SP3PH | Unknown | Unknown | Call for Quote | Call for Quote
G3KDOCX | DOCUMENT PACKAGE OPTIONS GALAXY 3000 |  |  | FAMILY OTHER FOR SP3PH | Unknown | Unknown | Call for Quote | Call for Quote
G3KEOX | EXTERNAL OPTIONS GALAXY 3000 |  |  | FAMILY OTHER FOR SP3PH | Unknown | Unknown | Call for Quote | Call for Quote
G3KGOPT | INTEGRATED OPTIONS GALAXY 3000 |  |  | FAMILY OTHER FOR SP3PH | Unknown | Unknown | Call for Quote | Call for Quote
G3KMBCX | EXTERNAL BYPASS OPTIONS GALAXY 3000 |  |  | FAMILY OTHER FOR SP3PH | Unknown | Unknown | Call for Quote | Call for Quote
G3KSBCOPT | INTEGRATED OPTIONS SBC GALAXY 3000 PAR |  |  | FAMILY OTHER FOR SP3PH | Unknown | Unknown | Call for Quote | Call for Quote
G3KSBCX | SBC OPTIONS GALAXY 3000 PARALLEL |  |  | FAMILY OTHER FOR SP3PH | Unknown | Unknown | Call for Quote | Call for Quote
G3KTINP | TRANSFORMER OPTIONS GALAXY 3000 |  |  | FAMILY OTHER FOR SP3PH | Unknown | Unknown | Call for Quote | Call for Quote
G3KUPSPM15 | POWER MODULE GALAXY 3000 50KVA |  |  | FAMILY OTHER FOR SP3PH | Unknown | Unknown | Call for Quote | Call for Quote
G3KUPSPM20 | POWER MODULE GALAXY 3000 20KVA |  |  | FAMILY OTHER FOR SP3PH | Unknown | Unknown | Call for Quote | Call for Quote
G3KUPSPM30 | POWER MODULE GALAXY 3000 30KVA |  |  | FAMILY OTHER FOR SP3PH | Unknown | Unknown | Call for Quote | Call for Quote
G5TA130X | MGE GALAXY 5000 120 KVA AUX OPTIONS |  |  | OPT MID RANGE 3PH UPS | Unknown | Unknown | Call for Quote | Call for Quote
G5TAAX | MGE GALAXY 5000 AUX CUBICLE OPTIONS |  |  | OPT MID RANGE 3PH UPS | Unknown | Unknown | Call for Quote | Call for Quote
G5TAOPTXD | INTEGRATED OPT GALAXY 5000 BAT C B |  |  | Unknown | Unknown | Unknown | Call for Quote | Call for Quote
G5TAPDU | MGE GALAXY 5000 480V PWR DIST OPTIONS |  |  | FAMILY OTHER FOR SP3PH | Unknown | Unknown | Call for Quote | Call for Quote
G5TBATOPT | MGE GALAXY 5000 EXT BATTERY OPTIONS |  |  | FAMILY OTHER FOR SP3PH | Unknown | Unknown | Call for Quote | Call for Quote
G5TBOPT | INTEGRATED OPT GALAXY 5000 EXT BAT CUB |  |  | Unknown | Unknown | Unknown | Call for Quote | Call for Quote
G5TD | MGE GALAXY 5000 480V EXT XFMR OPTIONS |  |  | FAMILY OTHER FOR SP3PH | Unknown | Unknown | Call for Quote | Call for Quote
G5TTMR | GALAXY 5000 TRANSVERSAL EQUIP OPTIONS |  |  | FAMILY OTHER FOR SP3PH | Unknown | Unknown | Call for Quote | Call for Quote
G5TUPSPM50 | MGE GALAXY 5000 50 KVA UPS SELECTIONS |  |  | FAMILY OTHER FOR SP3PH | Unknown | MGE Galaxy | Call for Quote | Call for Quote
G5TUPSPM100 | MGE GALAXY 5000 100 KVA UPS SELECTIONS |  |  | FAMILY OTHER FOR SP3PH | Unknown | Unknown | Call for Quote | Call for Quote
G5TUPSPM130 | MGE GALAXY 5000 130 KVA UPS SELECTIONS |  |  | FAMILY OTHER FOR SP3PH | Unknown | Unknown | Call for Quote | Call for Quote
G6TAAX | EMPTY AUXILIARY CUBICLE OPTIONS GALAXY 6 |  |  | FAMILY OTHER FOR SP3PH | Unknown | Unknown | Call for Quote | Call for Quote
G6TABOPT | EMPTY BATTERY INTEGRATED OPTIONS |  |  | FAMILY OTHER FOR SP3PH | Unknown | Unknown | Call for Quote | Call for Quote
G6TABPM | P. MODULE EMPTY BATTERY CUBICLE GALAXY 6 |  |  | FAMILY OTHER FOR SP3PH | Unknown | Unknown | Call for Quote | Call for Quote
G6TAUX160X | AUXILIARIES OPTIONS GALAXY 6000 160 KVA |  |  | FAMILY OTHER FOR SP3PH | Unknown | Unknown | Call for Quote | Call for Quote
G6TAUX200X | AUXILIARIES OPTIONS GALAXY 6000 200 KVA |  |  | FAMILY OTHER FOR SP3PH | Unknown | Unknown | Call for Quote | Call for Quote
G6TAUX250X | AUXILIARIES OPTIONS GALAXY 6000 250 KVA |  |  | FAMILY OTHER FOR SP3PH | Unknown | Unknown | Call for Quote | Call for Quote
G6TAUX300X | AUXILIARIES OPTIONS GALAXY 6000 3000KVA |  |  | FAMILY OTHER FOR SP3PH | Unknown | Unknown | Call for Quote | Call for Quote
G6TAUX400X | AUXILIARIES OPTIONS GALAXY 6000 400 KVA |  |  | FAMILY OTHER FOR SP3PH | Unknown | Unknown | Call for Quote | Call for Quote
G6TAUX450X | AUXILIARIES OPTIONS GALAXY 6000 450 KVA |  |  | FAMILY OTHER FOR SP3PH | Unknown | Unknown | Call for Quote | Call for Quote
G6TAUX500X | AUXILIARIES OPTIONSGALAXY 6000 500 KVA |  |  | FAMILY OTHER FOR SP3PH | Unknown | Unknown | Call for Quote | Call for Quote
G6TAUX600X | AUXILIARIES OPTIONS GALAXY 6000 600 KVA |  |  | FAMILY OTHER FOR SP3PH | Unknown | Unknown | Call for Quote | Call for Quote
G6TAUXX | TRANSVERSAL AUXILIARIES OPTIONS GALAXY 6 |  |  | FAMILY OTHER FOR SP3PH | Unknown | Unknown | Call for Quote | Call for Quote
G6TFOPT | HARMONIC FILTER INTEGRATED OPTIONS |  |  | FAMILY OTHER FOR SP3PH | Unknown | Unknown | Call for Quote | Call for Quote
G6TFPM160 | CUBICLE POWER MODULE HARMONIC FILTER 160 |  |  | FAMILY OTHER FOR SP3PH | Unknown | Unknown | Call for Quote | Call for Quote
G6TFPM200 | CUBICLE POWER MODULE HARMONIC FILTER 200 |  |  | FAMILY OTHER FOR SP3PH | Unknown | Unknown | Call for Quote | Call for Quote
G6TFPM250 | CUBICLE POWER MODULE HARMONIC FILTER 250 |  |  | FAMILY OTHER FOR SP3PH | Unknown | Unknown | Call for Quote | Call for Quote
G6TFPM300 | CUBICLE POWER MODULE HARMONIC FILTER 300 |  |  | FAMILY OTHER FOR SP3PH | Unknown | Unknown | Call for Quote | Call for Quote
G6TFPM400 | CUBICLE POWER MODULE HARMONIC FILTER 400 |  |  | FAMILY OTHER FOR SP3PH | Unknown | Unknown | Call for Quote | Call for Quote
G6TFPM450 | CUBICLE POWER MODULE HARMONIC FILTER 450 |  |  | FAMILY OTHER FOR SP3PH | Unknown | Unknown | Call for Quote | Call for Quote
G6TFPM500 | CUBICLE POWER MODULE HARMONIC FILTER 500 |  |  | FAMILY OTHER FOR SP3PH | Unknown | Unknown | Call for Quote | Call for Quote
G6TFPM600 | CUBICLE POWER MODULE HARMONIC FILTER 600 |  |  | FAMILY OTHER FOR SP3PH | Unknown | Unknown | Call for Quote | Call for Quote
G6TGOPT | INTEGRATED OPTIONS |  |  | FAMILY OTHER FOR SP3PH | Unknown | Unknown | Call for Quote | Call for Quote
G6THX | EXTERNAL BYPASS OPTIONS GALAXY 6000 |  |  | FAMILY OTHER FOR SP3PH | Unknown | Unknown | Call for Quote | Call for Quote
G6TSBSPM | POWER MODULE STATIC BYPASS SWITCH GALAXY |  |  | FAMILY OTHER FOR SP3PH | Unknown | Unknown | Call for Quote | Call for Quote
G6TSOPT | STATIC BYPASS SWITCH INTEGRATED OPTIONS |  |  | FAMILY OTHER FOR SP3PH | Unknown | Unknown | Call for Quote | Call for Quote
G6TUPSPM160 | POWER MODULE GALAXY 6000 160 KVA |  |  | FAMILY OTHER FOR SP3PH | Unknown | Unknown | Call for Quote | Call for Quote
G6TUPSPM200 | POWER MODULE GALAXY 6000 200 KVA |  |  | FAMILY OTHER FOR SP3PH | Unknown | Unknown | Call for Quote | Call for Quote
G6TUPSPM250 | POWER MODULE GALAXY 6000 250 KVA |  |  | FAMILY OTHER FOR SP3PH | Unknown | Unknown | Call for Quote | Call for Quote
G6TUPSPM300 | POWER MODULE GALAXY 6000 300 KVA |  |  | FAMILY OTHER FOR SP3PH | Unknown | Unknown | Call for Quote | Call for Quote
G6TUPSPM400 | POWER MODULE GALAXY 6000 400 KVA |  |  | FAMILY OTHER FOR SP3PH | Unknown | MGE Galaxy | Call for Quote | Call for Quote
G6TUPSPM450 | POWER MODULE GALAXY 6000 450 KVA |  |  | FAMILY OTHER FOR SP3PH | Unknown | Unknown | Call for Quote | Call for Quote
G6TUPSPM500 | POWER MODULE GALAXY 6000 500 KVA |  |  | FAMILY OTHER FOR SP3PH | Unknown | Unknown | Call for Quote | Call for Quote
G6TUPSPM600 | POWER MODULE GALAXY 6000 600 KVA |  |  | FAMILY OTHER FOR SP3PH | Unknown | Unknown | Call for Quote | Call for Quote
G7TAAX | EMPTY AUX CUBICLE OPTIONS GALAXY 7000 |  |  | FAMILY OTHER FOR SP3PH | Unknown | Unknown | Call for Quote | Call for Quote
G7TABPM | EMPTY BATT CUBICLE OPTIONS GALAXY 7000 |  |  | FAMILY OTHER FOR SP3PH | Unknown | Unknown | Call for Quote | Call for Quote
G7TAUX250-400X | AUXILIARIES OPTIONS GALAXY 7000 250-400K |  |  | GALAXY 7000 3PH UPS | Unknown | Unknown | Call for Quote | Call for Quote
G7TAUX500X | AUXILIARIES OPTIONS GALAXY 7000 500KVA |  |  | FAMILY OTHER FOR SP3PH | Unknown | Unknown | Call for Quote | Call for Quote
G7TAUXX | TRANSVERSAL AUX OPTIONS GALAXY 7000 |  |  | FAMILY OTHER FOR SP3PH | Unknown | Unknown | Call for Quote | Call for Quote
G7THX | EXTERNAL BYPASS OPTIONS GALAXY |  |  | GALAXY 7000 3PH UPS | Unknown | MGE Galaxy | Call for Quote | Call for Quote
G7TSOPT | STATIC BYPASS SWITCH INTEGRATED OPTIONS |  |  | FAMILY OTHER FOR SP3PH | Unknown | Unknown | Call for Quote | Call for Quote
G7TUPSPM250-300 | POWER MODULE GALAXY 7000 250-300KVA |  |  | GALAXY 7000 3PH UPS | Unknown | MGE Galaxy | Call for Quote | Call for Quote
G7TUPSPM400 | POWER MODULE GALAXY 7000 400KVA |  |  | FAMILY OTHER FOR SP3PH | Unknown | MGE Galaxy | Call for Quote | Call for Quote
G7TUPSPM500 | POWER MODULE GALAXY 7000 500KVA |  |  | FAMILY OTHER FOR SP3PH | Unknown | MGE Galaxy | Call for Quote | Call for Quote
G7TXUPSOPT | CABINETS OPTIONS UPS GALAXY 7000 |  |  | FAMILY OTHER FOR SP3PH | Unknown | Unknown | Call for Quote | Call for Quote
G9TAAX | EMPTY AUXILIARY CUBICLE OPTIONS GALAXY 9 |  |  | FAMILY OTHER FOR SP3PH | Unknown | Unknown | Call for Quote | Call for Quote
G9TAUX800X | AUXILIARIES OPTIONS GALAXY 9000 800 KVA |  |  | FAMILY OTHER FOR SP3PH | Unknown | Unknown | Call for Quote | Call for Quote
G9TAUX900X | AUXILIARIES OPTIONS GALAXY 9000 900 KVA |  |  | FAMILY OTHER FOR SP3PH | Unknown | Unknown | Call for Quote | Call for Quote
G9TAUXX | TRANSVERSAL AUXILIARIES OPTIONS GALAXY 9 |  |  | FAMILY OTHER FOR SP3PH | Unknown | Unknown | Call for Quote | Call for Quote
G9TF800X | HARMONIC FILTER IN CUBICLE OPTIONS 800 K |  |  | FAMILY OTHER FOR SP3PH | Unknown | Unknown | Call for Quote | Call for Quote
G9TF900X | HARMONIC FILTER IN CUBICLE OPTIONS 900 K |  |  | FAMILY OTHER FOR SP3PH | Unknown | Unknown | Call for Quote | Call for Quote
G9TGOPT | INTEGRATED OPTIONS |  |  | FAMILY OTHER FOR SP3PH | Unknown | MGE Galaxy | Call for Quote | Call for Quote
G9THX | EXTERNAL BYPASS OPTIONS GALAXY 9000 |  |  | FAMILY OTHER FOR SP3PH | Unknown | Unknown | Call for Quote | Call for Quote
G9TSBSPM | POWER MODULE STATIC BYPASS SWITCH GALAXY |  |  | FAMILY OTHER FOR SP3PH | Unknown | Unknown | Call for Quote | Call for Quote
G9TSOPT | STATIC BYPASS SWITCH INTEGRATED OPTIONS |  |  | FAMILY OTHER FOR SP3PH | Unknown | Unknown | Call for Quote | Call for Quote
G9TUPSPM800 | POWER MODULE GALAXY 9000 800 KVA |  |  | FAMILY OTHER FOR SP3PH | Unknown | MGE Galaxy | Call for Quote | Call for Quote
G9TUPSPM900 | POWER MODULE GALAXY 9000 900 KVA |  |  | FAMILY OTHER FOR SP3PH | Unknown | Unknown | Call for Quote | Call for Quote
G55TUPSPAIOBH | POWER MODULE GALAXY 5500 AIOB 400V |  |  | Unknown | Unknown | Unknown | Call for Quote | Call for Quote
GENACCINSTL | GENERAL ACCESSORY INSTALLATION |  |  | Unknown | Unknown | Unknown | 37 | 31.45
GENACCOPTCLS | GENERAL ACCESSORY OPTION CLASS |  |  | Unknown | Unknown | Unknown | Call for Quote | Call for Quote
GVXSGQ | Adapted Switchgear and Associated parts used with a Galaxy VX |  |  | GALAXY VX 3PH UPS | Unknown | Third Party Hardware Procurement | Call for Quote | Call for Quote
GWTA160-200XD | BATT CB OPTIONS GALAXY PW 160-200KVA |  |  | MED INDUSTRIAL 3PH UPS | Unknown | Unknown | Call for Quote | Call for Quote
GWTA160X | AUXILIARIES OPTIONS GALAXY PW 160KVA |  |  | MED INDUSTRIAL 3PH UPS | Unknown | Unknown | Call for Quote | Call for Quote
GWTA200X | AUXILIARIES OPTIONS GALAXY PW 200KVA |  |  | MED INDUSTRIAL 3PH UPS | Unknown | Unknown | Call for Quote | Call for Quote
GWTAAX | EMPTY AUXILIARY CUBICLE OPTIONS GALAXY P |  |  | MED INDUSTRIAL 3PH UPS | Unknown | Unknown | Call for Quote | Call for Quote
GWTABX | EMPTY BATTERY CUBICLE OPTIONS GALAXY PW |  |  | MED INDUSTRIAL 3PH UPS | Unknown | Unknown | Call for Quote | Call for Quote
GWTAUXX | AUXILIARIES OPTIONS GALAXY PW |  |  | Unknown | Unknown | Unknown | Call for Quote | Call for Quote
GWTAUXX-CAT | AUXILIARIES OPTIONS GALAXY PW-CAT |  |  | Unknown | Unknown | Unknown | Call for Quote | Call for Quote
GWTB160X | EXTERNAL BATTERIES OPTIONS GALAXY PW 160 |  |  | MED INDUSTRIAL 3PH UPS | Unknown | Unknown | Call for Quote | Call for Quote
GWTB200X | EXTERNAL BATTERIES OPTIONS GALAXY PW 200 |  |  | MED INDUSTRIAL 3PH UPS | Unknown | Unknown | Call for Quote | Call for Quote
GWTBATOPT | EXTERNAL BATTERIES OPT GALAXY EPS 8000 |  |  | Unknown | Unknown | Unknown | Call for Quote | Call for Quote
GWTBATOPT-CAT | EXTERNAL BATTERIES OPT GALAXY EPS 8K-CAT |  |  | Unknown | Unknown | Unknown | Call for Quote | Call for Quote
GWTBATX-CAT | EXTERNAL BATTERIES OPTIONS GALAXY PW-CAT |  |  | Unknown | Unknown | Unknown | Call for Quote | Call for Quote
GWTDOCX | DOCUMENTATION PACKAGE OPT GALAXY PW |  |  | Unknown | Unknown | Unknown | Call for Quote | Call for Quote
GWTEOX | EXTERNAL OPTIONS GALAXY PW |  |  | Unknown | Unknown | Unknown | Call for Quote | Call for Quote
GWTEOX-CAT | CAT EXTERNAL OPTIONS GALAXY PW |  |  | Unknown | Unknown | Unknown | Call for Quote | Call for Quote
GWTFPM160-200 | HARMONIC FILTER OPTIONS 160-200KVA |  |  | MED INDUSTRIAL 3PH UPS | Unknown | Unknown | Call for Quote | Call for Quote
GWTGOPT | INTEGRATED OPTIONS GALAXY PW |  |  | MED INDUSTRIAL 3PH UPS | Unknown | Unknown | Call for Quote | Call for Quote
GWTGOPT150-225 | INTEGRATED OPTIONS GALAXY PW 150-225KVA |  |  | Unknown | Unknown | Unknown | Call for Quote | Call for Quote
GWTGOPT-CAT | INTEGRATED OPT GALAXY PW 150-225KVA-CAT |  |  | Unknown | Unknown | Unknown | Call for Quote | Call for Quote
GWTHX | EXTERNAL BYPASS OPTIONS GALAXY PW |  |  | MED INDUSTRIAL 3PH UPS | Unknown | Unknown | Call for Quote | Call for Quote
GWTMBCX | EXTERNAL BYPASS OPTIONS GALAXY PW |  |  | Unknown | Unknown | Unknown | Call for Quote | Call for Quote
GWTMBCX-CAT | CAT EXTERNAL BYPASS OPTIONS GALAXY PW |  |  | Unknown | Unknown | Unknown | Call for Quote | Call for Quote
GWTSBCX | SBC GALAXY PW PARALLEL 480V |  |  | Unknown | Unknown | Unknown | Call for Quote | Call for Quote
GWTSBCX-CAT | CAT SBC GALAXY PW PARALLEL 480V |  |  | Unknown | Unknown | Unknown | Call for Quote | Call for Quote
GWTTINP | TRANSFORMER OPTIONS GALAXY PW |  |  | Unknown | Unknown | Unknown | Call for Quote | Call for Quote
GWTTINP-CAT | TRANSFORMER OPTIONS GALAXY PW-CAT |  |  | Unknown | Unknown | Unknown | Call for Quote | Call for Quote
GWTUPSPM150-225 | POWER MODULE GALAXY PW 150-225KVA |  |  | Unknown | Unknown | Unknown | Call for Quote | Call for Quote
GWTUPSPM160-200 | POWER MODULE GALAXY PW 160-200KVA |  |  | MED INDUSTRIAL 3PH UPS | Unknown | Unknown | Call for Quote | Call for Quote
GWTUPSPM-CAT | POWER MODULE GALAXY PW 150-225KVA-CAT |  |  | Unknown | Unknown | Unknown | Call for Quote | Call for Quote
HDCV4500 AIR ACCESSORIES(07) | HDCV4500 AIR ACCESSORIES(07) |  |  | Unknown | Unknown | Unknown | Call for Quote | Call for Quote
HDCV4500 COL.-INSUL.PANELS(12) | HDCV4500 COL.-INSUL.PANELS(12) |  |  | Unknown | Unknown | Unknown | Call for Quote | Call for Quote
HDCV4500 HYDRAULIC CONF.(03) | HDCV4500 HYDRAULIC CONF.(03) |  |  | Unknown | Unknown | Unknown | Call for Quote | Call for Quote
HDCV4500 PACKING(14) | HDCV4500 PACKING(14) |  |  | Unknown | Unknown | Unknown | Call for Quote | Call for Quote
HDCV4500-5000 ACC.PROBES(10) | HDCV4500-5000 ACC.PROBES(10) |  |  | Unknown | Unknown | Unknown | Call for Quote | Call for Quote
HDCV4500-5000 CONTROL(02) | HDCV4500-5000 CONTROL(02) |  |  | Unknown | Unknown | Unknown | Call for Quote | Call for Quote
HDCV4500-5000 DOCUMENTATION(1) | HDCV F7-8 DOCUMENTATION(1) |  |  | Unknown | Unknown | Unknown | Call for Quote | Call for Quote
HDCV4500-5000 ELECT.ACC.(08) | HDCV4500-5000 ELECT.ACC.(08) |  |  | Unknown | Unknown | Unknown | Call for Quote | Call for Quote
HDCV4500-5000D ELECT.HEAT.(06) | HDCV4500-5000D ELECT.HEAT.(06) |  |  | Unknown | Unknown | Unknown | Call for Quote | Call for Quote
HDCV4500-5000G ELECT.HEAT.(06) | HDCV4500-5000G ELECT.HEAT.(06) |  |  | Unknown | Unknown | Unknown | Call for Quote | Call for Quote
HDCV4500-5000L ELECT.HEAT.(06) | HDCV4500-5000L ELECT.HEAT.(06) |  |  | Unknown | Unknown | Unknown | Call for Quote | Call for Quote
HDCV4500D COMMON ASSY(0) | HDCV4500D COMMON ASSY(0) |  |  | Unknown | Unknown | Unknown | Call for Quote | Call for Quote
HDCV4500D FAN MODULE CONF.(13) | HDCV4500D FAN MODULE CONF.(13) |  |  | Unknown | Unknown | Unknown | Call for Quote | Call for Quote
HDCV4500D VERSION ACC.(05) | HDCV4500D VERSION ACC.(05) |  |  | Unknown | Unknown | Unknown | Call for Quote | Call for Quote
HDCV4500D VERSION(04) | HDCV4500D VERSION(04) |  |  | Unknown | Unknown | Unknown | Call for Quote | Call for Quote
HDCV4500G COMMON ASSY(0) | HDCV4500G COMMON ASSY(0) |  |  | Unknown | Unknown | Unknown | Call for Quote | Call for Quote
HDCV4500G VERSION(04) | HDCV4500G VERSION(04) |  |  | Unknown | Unknown | Unknown | Call for Quote | Call for Quote
HDCV4500G-L FAN MOD.CONF.(13) | HDCV4500G-L FAN MOD.CONF.(13) |  |  | Unknown | Unknown | Unknown | Call for Quote | Call for Quote
HDCV4500G-L VERSION ACC.(05) | HDCV4500G-L VERSION ACC.(05) |  |  | Unknown | Unknown | Unknown | Call for Quote | Call for Quote
HDCV4500L COMMON ASSY(0) | HDCV4500L COMMON ASSY(0) |  |  | Unknown | Unknown | Unknown | Call for Quote | Call for Quote
HDCV4500L VERSION(04) | HDCV4500L VERSION(04) |  |  | Unknown | Unknown | Unknown | Call for Quote | Call for Quote
HDCV5000 AIR ACCESSORIES(07) | HDCV5000 AIR ACCESSORIES(07) |  |  | Unknown | Unknown | Unknown | Call for Quote | Call for Quote
HDCV5000 COL.-INSUL.PANELS(12) | HDCV5000 COL./INSUL.PANELS(12) |  |  | Unknown | Unknown | Unknown | Call for Quote | Call for Quote
HDCV5000 HYDRAULIC CONF.(03) | HDCV5000 HYDRAULIC CONF.(03) |  |  | Unknown | Unknown | Unknown | Call for Quote | Call for Quote
HDCV5000 PACKING(14) | HDCV5000 PACKING(14) |  |  | Unknown | Unknown | Unknown | Call for Quote | Call for Quote
HDCV5000D COMMON ASSY(0) | HDCV5000D COMMON ASSY(0) |  |  | Unknown | Unknown | Unknown | Call for Quote | Call for Quote
HDCV5000D FAN MODULE CONF.(13) | HDCV5000D FAN MODULE CONF.(13) |  |  | Unknown | Unknown | Unknown | Call for Quote | Call for Quote
HDCV5000D VERSION ACC.(05) | HDCV5000D VERSION ACC.(05) |  |  | Unknown | Unknown | Unknown | Call for Quote | Call for Quote
HDCV5000D VERSION(04) | HDCV5000D VERSION(04) |  |  | Unknown | Unknown | Unknown | Call for Quote | Call for Quote
HDCV5000G COMMON ASSY(0) | HDCV5000G COMMON ASSY(0) |  |  | Unknown | Unknown | Unknown | Call for Quote | Call for Quote
HDCV5000G VERSION(04) | HDCV5000G VERSION(04) |  |  | Unknown | Unknown | Unknown | Call for Quote | Call for Quote
HDCV5000G-L FAN MOD.CONF.(13) | HDCV5000G-L FAN MOD.CONF.(13) |  |  | Unknown | Unknown | Unknown | Call for Quote | Call for Quote
HDCV5000G-L VERSION ACC.(05) | HDCV5000G-L VERSION ACC.(05) |  |  | Unknown | Unknown | Unknown | Call for Quote | Call for Quote
HDCV5000L COMMON ASSY(0) | HDCV5000L COMMON ASSY(0) |  |  | Unknown | Unknown | Unknown | Call for Quote | Call for Quote
HDCV5000L VERSION(04) | HDCV5000L VERSION(04) |  |  | Unknown | Unknown | Unknown | Call for Quote | Call for Quote
HDCV5200 HYDRAULIC CONF.(03) | HDCV5200 HYDRAULIC CONF.(03) |  |  | Unknown | Unknown | Unknown | Call for Quote | Call for Quote
HDCV5200G COMMON ASSY(0) | HDCV5200G COMMON ASSY(0) |  |  | Unknown | Unknown | Unknown | Call for Quote | Call for Quote
HDCV5200L COMMON ASSY(0) | HDCV5200L COMMON ASSY(0) |  |  | Unknown | Unknown | Unknown | Call for Quote | Call for Quote
INSTRUMENTATION 100V | INSTRUMENTATION 100V |  |  | Unknown | Unknown | Unknown | Call for Quote | Call for Quote
INSTRUMENTATION 120V | INSTRUMENTATION OPTIONS |  |  | Unknown | Unknown | Unknown | Call for Quote | Call for Quote
INSTRUMENTATION 230V | INSTRUMENTATION OPTIONS |  |  | Unknown | Unknown | Unknown | Call for Quote | Call for Quote
ISX BASIC OPERATOR TRAINING | ISX BASIC OPERATOR TRAINING |  |  | Unknown | Unknown | Unknown | Call for Quote | Call for Quote
ISX COOLING SUPPLY DISTANCE | ISX COOLING INSTALLATION SUPPLY DISTANCE |  |  | Unknown | Unknown | Unknown | Call for Quote | Call for Quote
ISX ELECTRICAL SUPPLY DISTANCE | ISX ELECTRICAL INSTALLATION SUPPLY DISTANCE |  |  | Unknown | Unknown | Unknown | Call for Quote | Call for Quote
ISX EPO SWITCH SERVICE | ISX EMERGENCY POWER OFF SWITCH SERVICE |  |  | Unknown | Unknown | Unknown | Call for Quote | Call for Quote
ISX SEISMIC ANCHORING SERVICE | ISX SEISMIC ANCHORING SERVICE |  |  | Unknown | Unknown | Unknown | Call for Quote | Call for Quote
ISX20KF | 20 kW 208 V UPS BASE FRAME w/ SBP and PDU All in One | 208 3 PH | 120 ,208 ,208 3 PH | SYMMETRA 3PH UPS | Unknown | InfraStruxure Type B | 33100 | 28135
ISX-20KF BASE UPS W DISTR | ISX-20KF BASE UPS W DISTR |  |  | Unknown | Unknown | Unknown | Call for Quote | Call for Quote
ISX-20KF BATTERY MODULES | ISX-20KF BATTERY MODULES |  |  | Unknown | Unknown | Unknown | Call for Quote | Call for Quote
ISX-20KF OPTIONS & ACCESSORIES | ISX-20KF OPTIONS & ACCESSORIES |  |  | Unknown | Unknown | Unknown | Call for Quote | Call for Quote
ISX-20KF POWER MODULES | ISX-20KF POWER MODULES |  |  | Unknown | Unknown | Unknown | Call for Quote | Call for Quote
ISX-20KH BASE UPS W DIST | ISX-20KH BASE UPS W DIST |  |  | Unknown | Unknown | Unknown | Call for Quote | Call for Quote
ISX-20KH BATTERY MODULES | ISX-20KH BATTERY MODULES |  |  | Unknown | Unknown | Unknown | Call for Quote | Call for Quote
ISX-20KH DEVELOPMENT | ISX-20KH DEVELOPMENT |  |  | Unknown | Unknown | Unknown | Call for Quote | Call for Quote
ISX-20KH OPTIONS & ACCESSORIES | ISX-20KH OPTIONS & ACCESSORIES |  |  | Unknown | Unknown | Unknown | Call for Quote | Call for Quote
ISX-20KH POWER MODULES | ISX-20KH POWER MODULES |  |  | Unknown | Unknown | Unknown | Call for Quote | Call for Quote
ISX-GEN-ATS OPTIONS | ISX-GEN-ATS OPTIONS |  |  | Unknown | Unknown | Unknown | Call for Quote | Call for Quote
LS4-300 | BATTERY C & D |  |  | Unknown | Unknown | Unknown | 963 | 818.55
MAA-0013 | GUIDE, RECT.SHELF, LEFT |  |  | Unknown | Unknown | Unknown | 45 | 38.25
MAA-0014 | GUIDE, RECT.SHELF, RIGHT |  |  | Unknown | Unknown | Unknown | 45 | 38.25
MAA-0509 | COVER,FRONT RECTIFIER |  |  | Unknown | Unknown | Unknown | 16.25 | 13.8125
MAA-0510 | COVER,BACK RECTIFIER |  |  | Unknown | Unknown | Unknown | 16.25 | 13.8125
MAA-0726 | MASTER CONTROLLER-400A RECTIFIER |  |  | Unknown | Unknown | Unknown | 2.1 | 1.785
MAA-0844 | FRAME-100 AMP RECT |  |  | Unknown | Unknown | Unknown | 769 | 653.65
MAA-0862 | RECTIFIER SHELF TOP |  |  | Unknown | Unknown | Unknown | 2.1 | 1.785
MAA-0863 | RECTIFIER SHELF BOTTOM |  |  | Unknown | Unknown | Unknown | 2.1 | 1.785
MAA-0990 | RECTIFIER SHELF-TOP |  |  | Unknown | Unknown | Unknown | 2.1 | 1.785
MAA-0991 | RECTIFIER SHELF-BOTTOM |  |  | Unknown | Unknown | Unknown | 2.1 | 1.785
MAA-0992 | REAR COVER-RECTIFIER SHELF |  |  | Unknown | Unknown | Unknown | 212 | 180.2
MAA-1007 | MOUNTING ANGLE, MX06-100 |  |  | Unknown | Unknown | Unknown | 65 | 55.25
MAA-1009 | PLATE, JOINING MX06-100 |  |  | Unknown | Unknown | Unknown | 43 | 36.55
MAA-1012 | "MTG ANGLE MX06-100 (23"FRAME)" |  |  | Unknown | Unknown | Unknown | 27 | 22.95
MAA-1016 | RECTIFIER BKT,LEFT |  |  | Unknown | Unknown | Unknown | 93 | 79.05
MAA-1017 | RECTIFIER BKT,RIGHT |  |  | Unknown | Unknown | Unknown | 93 | 79.05
MAA-1018 | REAR RECT BRACKET, LEFT |  |  | Unknown | Unknown | Unknown | 123 | 104.55
MAA-1019 | REAR RECT BRACKET, RIGHT |  |  | Unknown | Unknown | Unknown | 123 | 104.55
MAA-1025 | BASE, AC ENTRY-MX28B-1600 |  |  | Unknown | Unknown | Unknown | 236 | 200.6
MAA-1026 | COVER, AC ENTRY-MX28B-1600 |  |  | Unknown | Unknown | Unknown | 113 | 96.05
MAA-1027 | CABLE TRAY, MX28B-1600 |  |  | Unknown | Unknown | Unknown | 212 | 180.2
MAA-1028 | COVER,CABLE TRAY-MX28B-1600 |  |  | Unknown | Unknown | Unknown | 97 | 82.45
MAA-1029 | AC COVER-MX28B-1600 |  |  | Unknown | Unknown | Unknown | 125 | 106.25
MAA-1043 | RECTIFIER SHELF |  |  | Unknown | Unknown | Unknown | 2.1 | 1.785
MAA-1044 | RECTIFIER BRACKET,LEFT-19.00" |  |  | Unknown | Unknown | Unknown | 2.1 | 1.785
MAA-1045 | RECTIFIER BRACKET,RIGHT-19.00" |  |  | Unknown | Unknown | Unknown | 2.1 | 1.785
MAA-1047 | "RECTIFIER SHELF UPPER-19.00" FRAME" |  |  | Unknown | Unknown | Unknown | 2.1 | 1.785
MAA-1048 | "RECTIFIER SHELF LOWER-19.00" FRAME" |  |  | Unknown | Unknown | Unknown | 2.1 | 1.785
MAA-1049 | "RECTIFIER BRACKET-19.00" frame" |  |  | Unknown | Unknown | Unknown | 2.1 | 1.785
MAA-1050 | "ENCLOSURE,RECTIFIER-19.00" FRAME" |  |  | Unknown | Unknown | Unknown | 2.1 | 1.785
MAA-1051 | COVER,LEFT SIDE-RECTIFIER |  |  | Unknown | Unknown | Unknown | 2.1 | 1.785
MAA-1052 | COVER,RIGHT SIDE-RECTIFIER |  |  | Unknown | Unknown | Unknown | 2.1 | 1.785
MAA-1053 | COVER,TOP-RECTIFIER |  |  | Unknown | Unknown | Unknown | 2.1 | 1.785
MAA-1054 | COVER,REAR-RECTIFIER |  |  | Unknown | Unknown | Unknown | 2.1 | 1.785
MAA-1055 | FRONT PANEL-RECTIFIER |  |  | Unknown | Unknown | Unknown | 2.1 | 1.785
MAA-1056 | RECTIFIER SHELF |  |  | Unknown | Unknown | Unknown | 2.1 | 1.785
MAA-1057 | RECTIFIER PANEL-LEFT SIDE |  |  | Unknown | Unknown | Unknown | 2.1 | 1.785
MAA-1058 | RECTIFIER PANEL-RIGHT SIDE |  |  | Unknown | Unknown | Unknown | 2.1 | 1.785
MAA-1062 | MTG ANGLE, MX06 |  |  | Unknown | Unknown | Unknown | 2.1 | 1.785
MDC0HKITOPTCLS | MDC 0H KIT OPTION CLASS |  |  | Unknown | Unknown | Unknown | Call for Quote | Call for Quote
MDCACCOPTCLS | MDC ACCESSORY OPTION CLASS |  |  | Unknown | Unknown | Unknown | Call for Quote | Call for Quote
MDCCOOLVENTOPTCLS | MDC COOLING & VENTILATION OPTION CLASS |  |  | Unknown | Unknown | Unknown | Call for Quote | Call for Quote
MDCINSTLSKUOPTCLS | MDC INSTALLATION SKU OPTION CLASS |  |  | Unknown | Unknown | Unknown | Call for Quote | Call for Quote
MDCMTROPTCLS | MDC MONITORING OPTION CLASS |  |  | Unknown | Unknown | Unknown | Call for Quote | Call for Quote
MDCNBOTZACCOPTCLS | MDC NETBOTZ ACCESSORY OPTION CLASS |  |  | Unknown | Unknown | Unknown | Call for Quote | Call for Quote
MDCRACKOPTCLS | MDC RACK OPTION CLASS |  |  | Unknown | Unknown | Unknown | Call for Quote | Call for Quote
MDCRPDUOPTCLS | MDC RPDU OPTION CLASS |  |  | Unknown | Unknown | Unknown | Call for Quote | Call for Quote
MDCUPSOPTCLS | MDC UPS OPTION CLASS |  |  | Unknown | Unknown | Unknown | Call for Quote | Call for Quote
MM000057 | GUIDE,RECTIF. SHELF,METAL |  |  | Unknown | Unknown | Unknown | 24.25 | 20.6125
MM000150 | BUSBAR,POSITIVE LVD#2 |  |  | Unknown | Unknown | Unknown | 39 | 33.15
NAM HDCV ACC.PROBES(10) | NAM HDCV ACC.PROBES(10) |  |  | Unknown | Unknown | Unknown | Call for Quote | Call for Quote
NAM HDCV F7-8 ELECT.ACC.(08) | NAM HDCV F7-8 ELECT.ACC.(08) |  |  | Unknown | Unknown | Unknown | Call for Quote | Call for Quote
NAM HDCV F7-8 G-480 EL-HT (06) | NAM HDCV F7-8 G-480 EL-HT (06) |  |  | Unknown | Unknown | Unknown | Call for Quote | Call for Quote
NAM HDCV F7-8 L-575 EL-HT(06) | NAM HDCV F7-8 L-575 EL-HT(06) |  |  | Unknown | Unknown | Unknown | Call for Quote | Call for Quote
NAM HDCV F8 AIR ACC(07) | NAM HDCV F8 AIR ACCESSORIES(07) |  |  | Unknown | Unknown | Unknown | Call for Quote | Call for Quote
NAM HDCV F8 COL.-INSUL.PAN(12) | NAM HDCV F8 COL.-INSUL.PANELS(12) |  |  | Unknown | Unknown | Unknown | Call for Quote | Call for Quote
NAM HDCV F8 G-480 VERSION(04) | NAM HDCV F8 G-480 VERSION(04) |  |  | Unknown | Unknown | Unknown | Call for Quote | Call for Quote
NAM HDCV F8 G-L FAN MOD(13) | NAM HDCV F8 G-L FAN MOD.CONF.(13) |  |  | Unknown | Unknown | Unknown | Call for Quote | Call for Quote
NAM HDCV F8 G-L VER ACC (05) | NAM HDCV F8 G-L VERSION ACC.(05) |  |  | Unknown | Unknown | Unknown | Call for Quote | Call for Quote
NAM HDCV F8 L-575 VERSION(04) | NAM HDCV F8 L-575 VERSION(04) |  |  | Unknown | Unknown | Unknown | Call for Quote | Call for Quote
NAM HDCV F8 PACKING(14) | NAM HDCV F8 PACKING(14) |  |  | Unknown | Unknown | Unknown | Call for Quote | Call for Quote
NBOTZMNTINSTL | NETBOTZ MONITOR INSTALLATION |  |  | Unknown | Unknown | Unknown | 212 | 180.2
NBOTZMNTINSTLA | NETBOTZ MONITOR INSTALLATION |  |  | Unknown | Unknown | Unknown | 212 | 180.2
NBOTZMNTOPTCLS | NETBOTZ MONITOR OPTION CLASS |  |  | Unknown | Unknown | Unknown | Call for Quote | Call for Quote
NBOTZPODINSTL | NETBOTZ POD INSTALLATION |  |  | Unknown | Unknown | Unknown | 141 | 119.85
NBOTZPODINSTLA | NETBOTZ POD INSTALLATION |  |  | Unknown | Unknown | Unknown | 141 | 119.85
NBOTZPODOPTCLS | NETBOTZ POD OPTION CLASS |  |  | Unknown | Unknown | Unknown | Call for Quote | Call for Quote
NBOTZSNRINSTL | NETBOTZ SENSOR INSTALLATION |  |  | Unknown | Unknown | Unknown | 71 | 60.35
NBOTZSNRINSTLA | NETBOTZ SENSOR INSTALLATION |  |  | Unknown | Unknown | Unknown | 71 | 60.35
NBOTZSNROPTCLS | NETBOTZ SENSOR OPTION CLASS |  |  | Unknown | Unknown | Unknown | Call for Quote | Call for Quote
NBPD1356 | NetBotz Rack Access Pod 175 (pod, 13.56 MHz handles, and door contacts for APC SX rack). |  |  | NETBOTZ SW ACCESSORIES | Unknown | NetBotzâ„¢ | 2105 | 1789.25
NBRK0250A | NetBotz Rack Monitor 250A |  |  | NETBOTZ SOFTWARE | Unknown | NetBotzâ„¢ | 945 | 803.25
NETBOTZINSTL | NETBOTZ INSTALLATION |  |  | Unknown | Unknown | Unknown | 370 | 314.5
NETBOTZOPTCLS | NETBOTZ OPTION CLASS |  |  | Unknown | Unknown | Unknown | Call for Quote | Call for Quote
NOINSTLOPTCLS | RACK INT NO INSTALL OPTION CLASS |  |  | Unknown | Unknown | Unknown | Call for Quote | Call for Quote
NP7-12FR-250 | BATTERY 12V 7AH NP7-12FR .25 L |  |  | Unknown | Unknown | Unknown | 38 | 32.3
NPF-0051 | SHEILD.RECTIFIER SHELF |  |  | Unknown | Unknown | Unknown | 125 | 106.25
NPF-0205 | INSULATOR,FT RECT SHELF BKPLN |  |  | Unknown | Unknown | Unknown | 27 | 22.95
NPF-0206 | INSULATOR,BK RECT SHELF BKPLN |  |  | Unknown | Unknown | Unknown | 27 | 22.95
NSYCAG291LPF | OUTLET GRID CUT-OUT 291X29MM |  |  | UNIVERSAL ENCLOSURES - PPUES - EMPP | Unknown | ClimaSys CA | 126 | 107.1
NSYCVF850M230PF | FILTERFAN 850M3/H 230V IP54 |  |  | UNIVERSAL ENCLOSURES - PPUES - EMPP | Unknown | ClimaSys CV | 722 | 613.7
NSYMM86 | Plain mounting plate H800xW600mm made of galvanised sheet steel |  |  | UNIVERSAL ENCLOSURES - PPUES - EMPP | Unknown | PanelSeT CRN | 85 | 72.25
NSYTRP42PE | PUSH-IN TERMINAL, FEED THROUGH, GROUNDED, 2 POINTS, 4MM2, GN/YE |  |  | LV FUNCTIONAL ENCLOSURES - PPLVS - EMPP | Unknown | Linergy TR terminals blocks | 0.1 | 0.085
OPTIONS & ACCESSORIES 100V | OPTIONS & ACCESSORIES 100V |  |  | Unknown | Unknown | Unknown | Call for Quote | Call for Quote
OPTIONS & ACCESSORIES 120V | OPTIONS AND ACCESSORIES |  |  | Unknown | Unknown | Unknown | Call for Quote | Call for Quote
OPTIONS & ACCESSORIES 230V | OPTIONS AND ACCESSORIES PSX-PDU |  |  | Unknown | Unknown | Unknown | Call for Quote | Call for Quote
PAA-0002 | 38V-12.5A RECTIFIER F20125 |  |  | Unknown | Unknown | Unknown | 1815 | 1542.75
PAA-0003E | 24V-100A RECTIFIER F20126 |  |  | Unknown | Unknown | Unknown | 2.1 | 1.785
PAA-0004E | 24V-100A RECTIFIER F20126 |  |  | Unknown | Unknown | Unknown | 2.1 | 1.785
PAA-0004W | 24V-100A RECTIFIER F20126 (RW) |  |  | Unknown | Unknown | Unknown | 706 | 600.1
PAA-0006 | RPS RECTIFIER |  |  | Unknown | Unknown | Unknown | 4895 | 4160.75
PAA-0006E | 48/50 RECTIFIER |  |  | Unknown | Unknown | Unknown | 2.1 | 1.785
PAA-0006NL | 48/50 RECTIFIER (NL TYPE) |  |  | Unknown | Unknown | Unknown | 1235 | 1049.75
PAA-0006W | 48/50 RECTIFIER |  |  | Unknown | Unknown | Unknown | 2.1 | 1.785
PB100AEC | Powerbus busway end closure 100A |  |  | BUSWAYS-POWER IEC AND NEMA - PPLVB - EMPP | Unknown | Powerbus Busway | 151 | 128.35
PB100FH | Powerbus Busway Standard Hanger 100A |  |  | BUSWAYS-POWER IEC AND NEMA - PPLVB - EMPP | Unknown | Powerbus Busway | 73 | 62.05
PB225AEC | Powerbus busway end closure 225A |  |  | BUSWAYS-POWER IEC AND NEMA - PPLVB - EMPP | Unknown | Powerbus Busway | 299 | 254.15
PB225FH | Powerbus Busway Standard Hanger 225A |  |  | BUSWAYS-POWER IEC AND NEMA - PPLVB - EMPP | Unknown | Powerbus Busway | 73 | 62.05
PB400AEC | Powerbus busway end closure 400A |  |  | BUSWAYS-POWER IEC AND NEMA - PPLVB - EMPP | Unknown | Powerbus Busway | 743 | 631.55
PB400FH | Powerbus Busway Standard Hanger 400A |  |  | BUSWAYS-POWER IEC AND NEMA - PPLVB - EMPP | Unknown | Powerbus Busway | 129 | 109.65
PBCE4A100AST048B | BUSWAY PLUG-IN STRAIGHT LGTH 4FT 100A 600V 3PH4W 4A CONFIG |  |  | BUSWAYS-POWER IEC AND NEMA - PPLVB - EMPP | Unknown | Powerbus Busway | 916 | 778.6
PBCE4A100AST120B | BUSWAY PLUG-IN STRAIGHT LGTH 10FT 100A 600V 3PH4W 4A CONFIG |  |  | BUSWAYS-POWER IEC AND NEMA - PPLVB - EMPP | Unknown | Powerbus Busway | 1440 | 1224
PBCE4A225AST120B | BUSWAY PLUG-IN STRAIGHT LGTH 10FT 225A 600V 3PH4W 4A CONFIG |  |  | BUSWAYS-POWER IEC AND NEMA - PPLVB - EMPP | Unknown | Powerbus Busway | 3185 | 2707.25
PBCE4A400AST048B | BUSWAY PLUG-IN STRAIGHT LGTH 4FT 400A 600V 3PH4W 4A CONFIG |  |  | BUSWAYS-POWER IEC AND NEMA - PPLVB - EMPP | Unknown | Powerbus Busway | 1880 | 1598
PBCE4A400AST120B | BUSWAY PLUG-IN STRAIGHT LGTH 10FT 400A 600V 3PH4W 4A CONFIG |  |  | BUSWAYS-POWER IEC AND NEMA - PPLVB - EMPP | Unknown | Powerbus Busway | 3525 | 2996.25
PBCF4A100ACRB | BUSWAY CROSS 100A 600V 3PH4W 4A CONFIG |  |  | BUSWAYS-POWER IEC AND NEMA - PPLVB - EMPP | Unknown | Powerbus Busway | 1165 | 990.25
PBCF4A100ALRB | BUSWAY ELBOW, RIGHT 100A 600V 3PH4W 4A CONFIG |  |  | BUSWAYS-POWER IEC AND NEMA - PPLVB - EMPP | Unknown | Powerbus Busway | 860 | 731
PBCF4A100ATBB | BUSWAY TAP BOX 100A 600V 3PH4W 4A CONFIG |  |  | BUSWAYS-POWER IEC AND NEMA - PPLVB - EMPP | Unknown | Powerbus Busway | 1275 | 1083.75
PBCF4A225ALLB | BUSWAY ELBOW, LEFT 225A 600V 3PH4W 4A CONFIG |  |  | BUSWAYS-POWER IEC AND NEMA - PPLVB - EMPP | Unknown | Powerbus Busway | 1280 | 1088
PBCF4A225ALRB | BUSWAY ELBOW, RIGHT 225A 600V 3PH4W 4A CONFIG |  |  | BUSWAYS-POWER IEC AND NEMA - PPLVB - EMPP | Unknown | Powerbus Busway | 1280 | 1088
PBCF4A225ATBB | BUSWAY TAP BOX 225A 600V 3PH4W 4A CONFIG |  |  | BUSWAYS-POWER IEC AND NEMA - PPLVB - EMPP | Unknown | Powerbus Busway | 3830 | 3255.5
PBCF4A400ACRB | BUSWAY CROSS 400A 600V 3PH4W 4A CONFIG |  |  | BUSWAYS-POWER IEC AND NEMA - PPLVB - EMPP | Unknown | Powerbus Busway | 2420 | 2057
PBCF4A400ALLB | BUSWAY ELBOW, LEFT 400A 600V 3PH4W 4A CONFIG |  |  | BUSWAYS-POWER IEC AND NEMA - PPLVB - EMPP | Unknown | Powerbus Busway | 1960 | 1666
PBCF4A400ALRB | BUSWAY ELBOW, RIGHT 400A 600V 3PH4W 4A CONFIG |  |  | BUSWAYS-POWER IEC AND NEMA - PPLVB - EMPP | Unknown | Powerbus Busway | 2060 | 1751
PBCF4A400ATBB | BUSWAY TAP BOX 400A 600V 3PH4W 4A CONFIG |  |  | BUSWAYS-POWER IEC AND NEMA - PPLVB - EMPP | Unknown | Powerbus Busway | 5210 | 4428.5
PBPEGX4A100T | PB busway tap-off unit 100A 600V w/ gateway-server 3PH4W 4A Config |  |  | BUSWAYS-POWER IEC AND NEMA - PPLVB - EMPP | Unknown | Powerbus Busway | 2485 | 2112.25
PDM3430L1530-3P-440 | IT Power Distribution Module 1x3 Pole 4 Wire 30A L1530 440CM |  |  | 3PH POWER DISTRIBUTION | Unknown | Unknown | 1350 | 1147.5
PDM3430L1530-3P-500 | IT Power Distribution Module 1x3 Pole 4 Wire 30A L1530 500CM |  |  | 3PH POWER DISTRIBUTION | Unknown | Unknown | 1440 | 1224
PDM3430L1530-3P-680 | IT Power Distribution Module 1x3 Pole 4 Wire 30A L1530 680CM |  |  | 3PH POWER DISTRIBUTION | Unknown | Unknown | 1515 | 1287.75
PDM3430L1530-3P-860 | IT Power Distribution Module 1x3 Pole 4 Wire 30A L1530 860CM |  |  | 3PH POWER DISTRIBUTION | Unknown | Unknown | 1640 | 1394
PDM3430L1530-3P-1680 | IT POWER DISTRIBUTION MODULE 1X3 POLE 4 WIRE 30A L1530 1680CM |  |  | 3PH POWER DISTRIBUTION | Unknown | Unknown | 2240 | 1904
PFA-0011 | BEZEL,RECTIFIER,48V/100A |  |  | Unknown | Unknown | Unknown | 14.25 | 12.1125
PFA-0017 | BEZEL,RECTIFIER,48V/12.5A |  |  | Unknown | Unknown | Unknown | 81 | 68.85
PMMADDOPT | PMM 400&500 ADDITIONAL OPTIONS |  |  | Unknown | Unknown | Unknown | Call for Quote | Call for Quote
PMMDOCX | DOCUMENT PACKAGE OPTIONS PMM |  |  | Unknown | Unknown | Unknown | Call for Quote | Call for Quote
PMMEO30 | EXTERNAL OPTIONS PMM 30 KVA |  |  | Unknown | Unknown | Unknown | Call for Quote | Call for Quote
PMMEO75 | EXTERNAL OPTIONS PMM 75 KVA |  |  | Unknown | Unknown | Unknown | Call for Quote | Call for Quote
PMMEO100 | EXTERNAL OPTIONS PMM 100 KVA |  |  | Unknown | Unknown | Unknown | Call for Quote | Call for Quote
PMMEO300 | EXTERNAL OPTIONS PMM 300 KVA |  |  | Unknown | Unknown | Unknown | Call for Quote | Call for Quote
PMMOPT30 | INTEGRATED OPTIONS |  |  | Unknown | Unknown | Unknown | Call for Quote | Call for Quote
PMMOPT50 | INTEGRATED OPTIONS |  |  | Unknown | Unknown | Unknown | Call for Quote | Call for Quote
PMMOPT75 | INTEGRATED OPTIONS |  |  | Unknown | Unknown | Unknown | Call for Quote | Call for Quote
PMMOPT100 | PMM100 INTEGRATED OPTIONS |  |  | Unknown | Unknown | Unknown | Call for Quote | Call for Quote
PMMOPT125 | INTEGRATED OPTIONS |  |  | Unknown | Unknown | Unknown | Call for Quote | Call for Quote
PMMOPT150 | INTEGRATED OPTIONS |  |  | Unknown | Unknown | Unknown | Call for Quote | Call for Quote
PMMOPT200 | INTEGRATED OPTIONS |  |  | Unknown | Unknown | Unknown | Call for Quote | Call for Quote
PMMOPT225 | INTEGRATED OPTIONS |  |  | Unknown | Unknown | Unknown | Call for Quote | Call for Quote
PMMOPT300 | INTEGRATED OPTIONS |  |  | Unknown | Unknown | Unknown | Call for Quote | Call for Quote
PMMOPTALL | PMM INTEGRATED OPTIONS ALL |  |  | Unknown | Unknown | Unknown | Call for Quote | Call for Quote
PMMOPTCB | PMM OPTION CIRCUIT BREAKERS 30-300KW |  |  | Unknown | Unknown | Unknown | Call for Quote | Call for Quote
PMMOPTCON | PMM MID CONNECTION OPTIONS |  |  | Unknown | Unknown | Unknown | Call for Quote | Call for Quote
PMMOPTMID | PMM MAIN INPUT DEVICE OPTIONS |  |  | Unknown | Unknown | Unknown | Call for Quote | Call for Quote
PMMOPTMOD4 | PMM MAIN OUTPUT DEVICE OPTIONS 400KVA |  |  | Unknown | Unknown | Unknown | Call for Quote | Call for Quote
PMMOPTMOD5 | PMM MAIN OUTPUT DEVICE OPTIONS 500KVA |  |  | Unknown | Unknown | Unknown | Call for Quote | Call for Quote
PMMOPTMON4 | PMM MONITORING OPTIONS 400KVA |  |  | Unknown | Unknown | Unknown | Call for Quote | Call for Quote
PMMOPTMON5 | PMM MONITORING OPTIONS 500KVA |  |  | Unknown | Unknown | Unknown | Call for Quote | Call for Quote
PMMOPTPNL | PMM OPTION BREAKER PANELS 30-300KVA |  |  | Unknown | Unknown | Unknown | Call for Quote | Call for Quote
PMMOPTSTD | PMM STANDARD OPTIONS 30-300KVA |  |  | Unknown | Unknown | Unknown | Call for Quote | Call for Quote
PMMOPTXMR4A | PMM 400 KVA AL BASIC XFMR ASYS |  |  | Unknown | Unknown | Unknown | Call for Quote | Call for Quote
PMMOPTXMR4C | PMM 400 KVA CU BASIC XFMR ASYS |  |  | Unknown | Unknown | Unknown | Call for Quote | Call for Quote
PMMOPTXMR5A | PMM 500 KVA AL BASIC XFMR ASYS |  |  | Unknown | Unknown | Unknown | Call for Quote | Call for Quote
PMMOPTXMR5C | PMM 500 KVA CU BASIC XFMR ASYS |  |  | Unknown | Unknown | Unknown | Call for Quote | Call for Quote
PMMSTDUNIT400 | PMM 400KVA STANDARD UNIT |  |  | Unknown | Unknown | Unknown | Call for Quote | Call for Quote
PMMSTDUNIT500 | PMM 500KVA STANDARD UNIT |  |  | Unknown | Unknown | Unknown | Call for Quote | Call for Quote
PMMSUBFEEDCB | PMM SUBFEED CIRCUIT BREAKERS |  |  | Unknown | Unknown | Unknown | Call for Quote | Call for Quote
PMMUTVOLTS4 | PMM OUTPUT VOLTAGE SELECTION 400KVA |  |  | Unknown | Unknown | Unknown | Call for Quote | Call for Quote
PMMUTVOLTS5 | PMM OUTPUT VOLTAGE SELECTION 500KVA |  |  | Unknown | Unknown | Unknown | Call for Quote | Call for Quote
PMR2P24S | POWER MANAGEMENT MODULE REM 2PB 2S |  |  | Unknown | Unknown | Unknown | Call for Quote | Call for Quote
PMRDOCX | DOCUMENT PACKAGE OPTIONS PMR |  |  | Unknown | Unknown | Unknown | Call for Quote | Call for Quote
PMREOX | EXTERNAL OPTIONS PMR |  |  | Unknown | Unknown | Unknown | Call for Quote | Call for Quote
PMROPTALL | PMR INTEGRATED OPTIONS ALL |  |  | Unknown | Unknown | Unknown | Call for Quote | Call for Quote
PMROPTS | INTEGRATED OPTIONS |  |  | Unknown | Unknown | Unknown | Call for Quote | Call for Quote
PMROPTSS | INTEGRATED OPTIONS |  |  | Unknown | Unknown | Unknown | Call for Quote | Call for Quote
PROJECT DELIVERY | PROJECT DELIVERY |  |  | Unknown | Unknown | Unknown | Call for Quote | Call for Quote
PSX RDP BASE SYSTEM 120V | PSX RDP BASE SYSTEM 120V |  |  | Unknown | Unknown | Unknown | Call for Quote | Call for Quote
PSX RDP BASE SYSTEM 230V | PSX RDP BASE SYSTEM 230V |  |  | Unknown | Unknown | Unknown | Call for Quote | Call for Quote
PSX RDP INPUT CONNECT 120V | PSX RDP INPUT CONNECT 120V |  |  | Unknown | Unknown | Unknown | Call for Quote | Call for Quote
PSX RDP INPUT CONNECTION 230V | PSX RDP INPUT CONNECTION 230V |  |  | Unknown | Unknown | Unknown | Call for Quote | Call for Quote
PSX RDP OPTIONS & ACCESSORIES | PSX RDP OPTIONS & ACCESSORIES |  |  | Unknown | Unknown | Unknown | Call for Quote | Call for Quote
PSX RDP OPTNS&ACCESRS 230V | PSX RDP OPTIONS & ACCESSORIES 230V |  |  | Unknown | Unknown | Unknown | Call for Quote | Call for Quote
PYR-0078 | Blank Panel, Rectifier |  |  | Unknown | Unknown | Unknown | 31 | 26.35
PYR-0084 | Switchmode Rectifier Shelf |  |  | Unknown | Unknown | Unknown | 1720 | 1462
PYR-0085 | Switchmode Rectifier Shelf |  |  | Unknown | Unknown | Unknown | 1815 | 1542.75
PYR-0087 | Switchmode Rectifier |  |  | Unknown | Unknown | Unknown | 3875 | 3293.75
PYR-0088 | SWITCHMODE RECTIFIER |  |  | Unknown | Unknown | Unknown | 3875 | 3293.75
PYR-0091 | LVD Module |  |  | Unknown | Unknown | Unknown | 380 | 323
PYR-0107 | LVD Module |  |  | Unknown | Unknown | Unknown | 261 | 221.85
PYR-0407 | Rectifier |  |  | Unknown | Unknown | Unknown | 1060 | 901
PYR-0530 | Panel, GMT Fule |  |  | Unknown | Unknown | Unknown | 24.25 | 20.6125
PYR-0538 | Fuse, GMT |  |  | Unknown | Unknown | Unknown | 6.1 | 5.185
PYR-0540 | Fuse, GMT |  |  | Unknown | Unknown | Unknown | 4.1 | 3.485
PYR-0546 | Fuse, GMT |  |  | Unknown | Unknown | Unknown | 6.1 | 5.185
PYR-0552 | Fuse, GMT |  |  | Unknown | Unknown | Unknown | 4.1 | 3.485
PYR-0700 | DIODE RECTIFIER, |  |  | Unknown | Unknown | Unknown | 2.1 | 1.785
PYR-0736 | Pot 3/4 rect 3/4W 10% Cermet Multi- |  |  | Unknown | Unknown | Unknown | 6.1 | 5.185
PYR-0747 | Pot 3/4 rect 3/4W 10% Cermet Multi- |  |  | Unknown | Unknown | Unknown | 6.1 | 5.185
PYR-0810 | DIODE RECTIFIER, |  |  | Unknown | Unknown | Unknown | 2.1 | 1.785
PYR-0881 | DIODE RECTIFIER, |  |  | Unknown | Unknown | Unknown | 8.1 | 6.885
PYR-6762 | SWITCHMODE RECTIFIER |  |  | Unknown | Unknown | Unknown | 5990 | 5091.5
PYR-6764 | Switchmode Rectifier Shelf |  |  | Unknown | Unknown | Unknown | 1410 | 1198.5
PYR-6765 | Rectifier |  |  | Unknown | Unknown | Unknown | 1060 | 901
PYR-6766 | Rectifier |  |  | Unknown | Unknown | Unknown | 1060 | 901
PYR-6819 | Rectifier |  |  | Unknown | Unknown | Unknown | 1700 | 1445
PYR-6820 | Rectifier |  |  | Unknown | Unknown | Unknown | 1700 | 1445
PYR-6822 | RECTIFIER |  |  | Unknown | Unknown | Unknown | 1700 | 1445
PYR-7181 | GMT Fuse Panel |  |  | Unknown | Unknown | Unknown | 652 | 554.2
PYR-7185 | GMT Fuse Panel (Hendry) |  |  | Unknown | Unknown | Unknown | 940 | 799
PYR-7213 | LVD Panel |  |  | Unknown | Unknown | Unknown | 934 | 793.9
PYR-7235 | LVD Module |  |  | Unknown | Unknown | Unknown | 261 | 221.85
QAPDU | Rack PDU 10000 Series Configurated |  |  | OPTIMUM ODM RACK PDU | Unknown | Custom | Call for Quote | Call for Quote
QARACK | Alternate Rack and Enclosure Offer |  |  | RACKS AND ENCLOSURES | Unknown | Custom | Call for Quote | Call for Quote
QBATE6T | Batteries, and associated Parts Used with a EPS 6000 |  |  | THIRD PARTY PROCUREMEN | Unknown | Third Party Hardware Procurement | Call for Quote | Call for Quote
QBATE7T | Batteries, and Associated Parts Used with a EPS 7000 |  |  | THIRD PARTY PROCUREMEN | Unknown | Third Party Hardware Procurement | Call for Quote | Call for Quote
QBATE8T | Batteries, and Associated Parts Used with a EPS 8000 |  |  | THIRD PARTY PROCUREMEN | Unknown | Third Party Hardware Procurement | Call for Quote | Call for Quote
QBATGUPXC | Batteries, and Associated Parts Used with a Gutor PXC |  |  | THIRD PARTY PROCUREMEN | Unknown | Third Party Hardware Procurement | Call for Quote | Call for Quote
QBATGVL | Battery and Associated Parts used with a Galaxy VL |  |  | THIRD PARTY PROCUREMEN | Unknown | Third Party Hardware Procurement | Call for Quote | Call for Quote
QBATGVX | Batteries, and Associated Parts Used with a Galaxy VX |  |  | GALAXY VX 3PH UPS | Unknown | Third Party Hardware Procurement | Call for Quote | Call for Quote
QBATGW | Batteries and Associated Parts Used with a Galaxy PW |  |  | THIRD PARTY PROCUREMEN | Unknown | Third Party Hardware Procurement | Call for Quote | Call for Quote
QBATT | Batteries, and associated parts |  |  | THIRD PARTY PROCUREMEN | Unknown | Third Party Hardware Procurement | Call for Quote | Call for Quote
QBATTRACK | Battery Rack for UPS |  |  | THIRD PARTY PROCUREMEN | Unknown | Third Party Hardware Procurement | Call for Quote | Call for Quote
QBATTRACKE3M | Battery Rack and associated parts used with a EASY UPS 3M |  |  | THIRD PARTY PROCUREMEN | Unknown | Third Party Hardware Procurement | Call for Quote | Call for Quote
QBATTRACKGVL | Battery Rack and associated parts used with a GVL |  |  | THIRD PARTY PROCUREMEN | Unknown | Third Party Hardware Procurement | Call for Quote | Call for Quote
QBATTRACKGVS | Battery Rack and associated parts used with a GVS |  |  | THIRD PARTY PROCUREMEN | Unknown | Third Party Hardware Procurement | Call for Quote | Call for Quote
QBBE3M | Battery Breaker (DC Disconnect) and associated parts used with a EASY UPS 3M |  |  | THIRD PARTY PROCUREMEN | Unknown | Third Party Hardware Procurement | Call for Quote | Call for Quote
QBBGVL | Battery Breaker Box,and Associated Parts Used with a Galaxy VL |  |  | THIRD PARTY PROCUREMEN | Unknown | Third Party Hardware Procurement | Call for Quote | Call for Quote
QBBGVS | Battery Breaker Box,and Associated Parts Used with a Galaxy VS |  |  | THIRD PARTY PROCUREMEN | Unknown | Third Party Hardware Procurement | Call for Quote | Call for Quote
QBW | Custom Busway |  |  | THIRD PARTY PROCUREMEN | Unknown | Third Party Hardware Procurement | Call for Quote | Call for Quote
QCBL | Cables, and associated parts |  |  | THIRD PARTY PROCUREMEN | Unknown | Third Party Hardware Procurement | Call for Quote | Call for Quote
QCHNG | Third Party Change Order |  |  | THIRD PARTY PROCUREMEN | Unknown | Third Party Hardware Procurement | Call for Quote | Call for Quote
QCOOL-CRAC | 3rd Party Cooling Equipment, Direct Expansion (DX) |  |  | THIRD PARTY PROCUREMEN | Unknown | Third Party Hardware Procurement | Call for Quote | Call for Quote
QCOOL-CRAH | 3rd Party Cooling Equipment, Chilled Water (CW) |  |  | THIRD PARTY PROCUREMEN | Unknown | Third Party Hardware Procurement | Call for Quote | Call for Quote
QCRAC | Air handlers and associated parts |  |  | INROW COOLING | Unknown | Third Party Hardware Procurement | Call for Quote | Call for Quote
QEV | EV Charger and associated parts |  |  | THIRD PARTY PROCUREMEN | Unknown | Third Party Hardware Procurement | Call for Quote | Call for Quote
QFLOORSTAND | Floorstand and accesory parts |  |  | THIRD PARTY PROCUREMEN | Unknown | Third Party Hardware Procurement | Call for Quote | Call for Quote
QFLSTGVL | Floorstand and associated parts used with a GVL |  |  | THIRD PARTY PROCUREMEN | Unknown | Third Party Hardware Procurement | Call for Quote | Call for Quote
QFLSTGVS | Floorstand and associated parts used with a GVS |  |  | THIRD PARTY PROCUREMEN | Unknown | Third Party Hardware Procurement | Call for Quote | Call for Quote
QGEN | Generators and associated parts |  |  | THIRD PARTY PROCUREMEN | Unknown | Third Party Hardware Procurement | Call for Quote | Call for Quote
QLIBATGVL | Lithium Battery Cabinet,and Associated Parts Used with a Galaxy VL |  |  | THIRD PARTY PROCUREMEN | Unknown | Third Party Hardware Procurement | Call for Quote | Call for Quote
QLIBATGVM | Lithium Ion Battery Cabinet and associated parts used with a Galaxy VM |  |  | THIRD PARTY PROCUREMEN | Unknown | Third Party Hardware Procurement | Call for Quote | Call for Quote
QLIBBBGVL | Lithium Ion Battery Breaker Box,and Associated Parts Used with a Galaxy GVL |  |  | THIRD PARTY PROCUREMEN | Unknown | Third Party Hardware Procurement | Call for Quote | Call for Quote
QLIBBBGVS | Lithium Ion Battery Breaker Box,and Associated Parts Used with a Galaxy GVS |  |  | THIRD PARTY PROCUREMEN | Unknown | Third Party Hardware Procurement | Call for Quote | Call for Quote
QOCPRACK | NetShelter OCP Scorpio Rack ETO and associated parts |  |  | RACKS AND ENCLOSURES | Unknown | Custom | Call for Quote | Call for Quote
QPDU | Power Distribution Units, and associated parts |  |  | THIRD PARTY PROCUREMEN | Unknown | Third Party Hardware Procurement | Call for Quote | Call for Quote
QPFMI | 3rd party production IT module/AlO/Data Hall |  |  | PROJECT SERVICES | Unknown | Third Party Hardware Procurement | Call for Quote | Call for Quote
QRACKACC | Rack Accessory Cable Management ETO |  |  | RACKS AND ENCLOSURES | Unknown | Custom | Call for Quote | Call for Quote
QRAPDU | Rack PDU 10000 Series Configured |  |  | OPTIMUM RACK PDU | Unknown | Custom | Call for Quote | Call for Quote
QRPDU | Custom Rackmount Power Distribution Unit and associated parts |  |  | OPTIMUM RACK PDU | Unknown | Custom | Call for Quote | Call for Quote
QSBP | Service Bypass Panels, and associated parts |  |  | THIRD PARTY PROCUREMEN | Unknown | Third Party Hardware Procurement | Call for Quote | Call for Quote
QSBPGVL | Service Bypass,and Associated Parts Used with a Galaxy VL |  |  | THIRD PARTY PROCUREMEN | Unknown | Third Party Hardware Procurement | Call for Quote | Call for Quote
QSBPGVM | Service Bypass Panels and Associated Parts Used with a Galaxy VM |  |  | THIRD PARTY PROCUREMEN | Unknown | Third Party Hardware Procurement | Call for Quote | Call for Quote
QSBPGVX | Service Bypass Panels and Associated Parts Used with a Galaxy VX |  |  | GALAXY VX 3PH UPS | Unknown | Third Party Hardware Procurement | Call for Quote | Call for Quote
QSBPPX | Service Bypass Panels and Associated Parts Used with a Symmetra PX |  |  | THIRD PARTY PROCUREMEN | Unknown | Third Party Hardware Procurement | Call for Quote | Call for Quote
QSG | Switchgear, and associated parts |  |  | THIRD PARTY PROCUREMEN | Unknown | Third Party Hardware Procurement | Call for Quote | Call for Quote
QSGG9T | Switchgear and Associated Parts Used with a Galaxy 9000 |  |  | THIRD PARTY PROCUREMEN | Unknown | Third Party Hardware Procurement | Call for Quote | Call for Quote
QSGGVX | Switchgear, and associated parts used with a Galaxy VX |  |  | GALAXY VX 3PH UPS | Unknown | Third Party Hardware Procurement | Call for Quote | Call for Quote
QSGPX | Switchgear and Associated Parts Used with a Symmetra PX |  |  | THIRD PARTY PROCUREMEN | Unknown | Third Party Hardware Procurement | Call for Quote | Call for Quote
QSXFSRACK | NetShelter SX Enclosure with Fire Suppression and Associated Parts |  |  | RACKS AND ENCLOSURES | Unknown | Custom | Call for Quote | Call for Quote
QSXRACK | NetShelter SX Enclosure ETO and associated parts |  |  | RACKS AND ENCLOSURES | Unknown | Custom | Call for Quote | Call for Quote
QTS | Transfer Switches, Static, Automatic, and assoc. parts |  |  | THIRD PARTY PROCUREMEN | Unknown | Third Party Hardware Procurement | Call for Quote | Call for Quote
QUPS | Custom Configured UPS and associated parts |  |  | THIRD PARTY PROCUREMEN | Unknown | Third Party Hardware Procurement | Call for Quote | Call for Quote
QWBESSPM | Battery Energy Storage Solution Annual Preventive Maintenance |  |  | VENDOR MGMT SERVICES | Unknown | Unknown | Call for Quote | Call for Quote
QWEDSPARTS | ED Spare Part Replacement Services |  |  | CRITICAL FACILITY OPS | Unknown | Managed Maintenance Services | Call for Quote | Call for Quote
QWEDSPROJECT | ED Cross BU Turnkey Services |  |  | CRITICAL FACILITY OPS | Unknown | Managed Maintenance Services | Call for Quote | Call for Quote
QWFCLEANSA | Third Party Data Center Equipment Cleaning Stand Alone Service for Facility Operations |  |  | CRITICAL FACILITY OPS | Unknown | Critical Facility Operations | Call for Quote | Call for Quote
QWFCOOLSA | Third Party Cooling System Maintenance Stand Alone Service for Facility Operations |  |  | CRITICAL FACILITY OPS | Unknown | Critical Facility Operations | Call for Quote | Call for Quote
QWFEDSSA | Third Party Electrical Distribution Maintenance Stand Alone Service for Facility Operations |  |  | CRITICAL FACILITY OPS | Unknown | Critical Facility Operations | Call for Quote | Call for Quote
QWFFIRESA | Third Party Fire System Maintenance Stand Alone Service for Facility Operations |  |  | CRITICAL FACILITY OPS | Unknown | Critical Facility Operations | Call for Quote | Call for Quote
QWFGENSA | Third Party Generator Maintenance Stand Alone Service for Facility Operations |  |  | CRITICAL FACILITY OPS | Unknown | Critical Facility Operations | Call for Quote | Call for Quote
QWFPARTS | Procurement of Third Party Parts for Facility Operations |  |  | CRITICAL FACILITY OPS | Unknown | Critical Facility Operations | Call for Quote | Call for Quote
QWFSECSA | Third Party Security System Maintenance Stand Alone Service for Facility Operations |  |  | CRITICAL FACILITY OPS | Unknown | Critical Facility Operations | Call for Quote | Call for Quote
QWFUPSSA | Third Party UPS Maintenance Stand Alone Service for Facility Operations |  |  | CRITICAL FACILITY OPS | Unknown | Critical Facility Operations | Call for Quote | Call for Quote
QWFWT | Third Party Performed Factory Witness Test |  |  | THIRD PARTY PROCUREMEN | Unknown | Third Party Hardware Procurement | Call for Quote | Call for Quote
QWFXFMR | Third Party Transformer Maintenance Contract for Facility Operations |  |  | CRITICAL FACILITY OPS | Unknown | Critical Facility Operations | Call for Quote | Call for Quote
QWMUPSSA | Third Party UPS Maintenance Stand Alone Service for Managed Maintenance Services |  |  | SP POWER BREAKFIX | Unknown | Managed Maintenance Services | Call for Quote | Call for Quote
QWNSC | EcoStruxure On-Site Partner Service Provided by a 3rd Party |  |  | SOFTWARE DEPLOYMENT | Unknown | Software Configuration | Call for Quote | Call for Quote
QWPFSERV | Prefab Combined Support Services 3rd Party |  |  | PREFAB CLSSC CONTRACT | Unknown | Advantage Service Plan for 3-Phase UPS | Call for Quote | Call for Quote
QWSFTWEKKSR | EcoStruxure On-Site Partner Service Provided by a 3rd Party |  |  | SOFTWARE DEPLOYMENT | Unknown | Software Configuration | Call for Quote | Call for Quote
QWTRN | Customized Training Service |  |  | SP POWER INSTALL | Unknown | Training Services | Call for Quote | Call for Quote
QWVCLEAN | Third Party Data Center Equipment Cleaning Contract for Vendor Management Services |  |  | VENDOR MGMT SERVICES | Unknown | Vendor Management Services | Call for Quote | Call for Quote
QWVCLEANSA | Third Party Data Center Equipment Cleaning Stand Alone Service for Vendor Management Services |  |  | VENDOR MGMT SERVICES | Unknown | Vendor Management Services | Call for Quote | Call for Quote
QWVCOOL | Third Party Cooling System Maintenance Contract for Vendor Management Services |  |  | VENDOR MGMT SERVICES | Unknown | Vendor Management Services | Call for Quote | Call for Quote
QWVCOOLSA | Third Party Cooling System Maintenance Stand Alone Service for Vendor Management Services |  |  | VENDOR MGMT SERVICES | Unknown | Vendor Management Services | Call for Quote | Call for Quote
QWVEDSSA | Third Party Electrical Distribution Maintenance Stand Alone Service for Vendor Management Services |  |  | VENDOR MGMT SERVICES | Unknown | Vendor Management Services | Call for Quote | Call for Quote
QWVFIRE | Third Party Fire and Alarm System Maintenance Contract for Vendor Management Services |  |  | VENDOR MGMT SERVICES | Unknown | Vendor Management Services | Call for Quote | Call for Quote
QWVFIRESA | Third Party Fire System Maintenance Stand Alone Service for Vendor Management Services |  |  | VENDOR MGMT SERVICES | Unknown | Vendor Management Services | Call for Quote | Call for Quote
QWVGEN | Third Party Generator Maintenance Contract for Vendor Management Services |  |  | VENDOR MGMT SERVICES | Unknown | Vendor Management Services | Call for Quote | Call for Quote
QWVGENSA | Third Party Generator Maintenance Stand Alone Service for Vendor Management Services |  |  | VENDOR MGMT SERVICES | Unknown | Vendor Management Services | Call for Quote | Call for Quote
QWVMGRID | Third Party Microgrid Maintenance Contract for Vendor Management Services |  |  | DP SERVICES - DPIBS - EMDESER | Unknown | Vendor Management Services | Call for Quote | Call for Quote
QWVMGRIDSA | Third Party Microgrid Stand Alone Service for Vendor Management Services |  |  | DP SERVICES - DPIBS - EMDESER | Unknown | Vendor Management Services | Call for Quote | Call for Quote
QWVPARTS | Procurement of Third Party Parts for Vendor Management Services |  |  | VENDOR MGMT SERVICES | Unknown | Vendor Management Services | Call for Quote | Call for Quote
QWVSEC | Third Party Security System Maintenance Contract for Vendor Management Services |  |  | VENDOR MGMT SERVICES | Unknown | Vendor Management Services | Call for Quote | Call for Quote
QWVSECSA | Third Party Security System Maintenance Stand Alone Service for Vendor Management Services |  |  | VENDOR MGMT SERVICES | Unknown | Vendor Management Services | Call for Quote | Call for Quote
QWVSWGR | Third Party Switch Gear Maintenance Contract for Vendor Management Services |  |  | VENDOR MGMT SERVICES | Unknown | Vendor Management Services | Call for Quote | Call for Quote
QWVUPS | Third Party UPS Maintenance Contract for Vendor Management Services |  |  | VENDOR MGMT SERVICES | Unknown | Vendor Management Services | Call for Quote | Call for Quote
QWVUPSSA | Third Party UPS Maintenance Stand Alone Service for Vendor Management Services |  |  | VENDOR MGMT SERVICES | Unknown | Vendor Management Services | Call for Quote | Call for Quote
QWXBUASP | ITD XBU Advantage Service Plans |  |  | POWER FIELD SERVICES - PSIBS - FSERPW | Unknown | Advantage Service Plan for 3-Phase UPS | Call for Quote | Call for Quote
QWXBUCON | ITD XBU Consulting Services |  |  | POWER FIELD SERVICES - PSIBS - FSERPW | Unknown | On-demand Services | Call for Quote | Call for Quote
QWXBUDIGBLDSRV | XBU Dig Bldgs Serv DBIBS EMDESE 3rd party |  |  | DIGITAL BUILDINGS SERVICES - DBIBS - EMDESE | Unknown | Unknown | Call for Quote | Call for Quote
QWXBUUSSO | ITD XBU Start Up, On Demand, and Training |  |  | POWER FIELD SERVICES - PSIBS - FSERPW | Unknown | On-demand Services | Call for Quote | Call for Quote
QXFMR | Transformers, and associated parts |  |  | THIRD PARTY PROCUREMEN | Unknown | Third Party Hardware Procurement | Call for Quote | Call for Quote
QXFMRE3M | Transformer Cabinet,and Associated Parts Used with an Easy UPS 3M |  |  | THIRD PARTY PROCUREMEN | Unknown | Third Party Hardware Procurement | Call for Quote | Call for Quote
QXFMRE6T | Transformers and Associated Parts Used with a EPS6000 |  |  | THIRD PARTY PROCUREMEN | Unknown | Third Party Hardware Procurement | Call for Quote | Call for Quote
QXFMRG3H | Transformers and Associated Parts Used with a Galaxy 300 |  |  | THIRD PARTY PROCUREMEN | Unknown | Third Party Hardware Procurement | Call for Quote | Call for Quote
QXFMRG5T | Transformers and Associated Parts Used with a Galaxy 5000 |  |  | THIRD PARTY PROCUREMEN | Unknown | Third Party Hardware Procurement | Call for Quote | Call for Quote
QXFMRG7T | Transformers and Associated Parts Used with a Galaxy 7000 |  |  | THIRD PARTY PROCUREMEN | Unknown | Third Party Hardware Procurement | Call for Quote | Call for Quote
QXFMRG9T | Transformers and Associated Parts Used with a Galaxy 9000 |  |  | THIRD PARTY PROCUREMEN | Unknown | Third Party Hardware Procurement | Call for Quote | Call for Quote
QXFMRGVL | Transformer Cabinet,and Associated Parts Used with a Galaxy VL |  |  | THIRD PARTY PROCUREMEN | Unknown | Third Party Hardware Procurement | Call for Quote | Call for Quote
QXFMRGVM | Transformers and Associated Parts Used with a Galaxy VM |  |  | THIRD PARTY PROCUREMEN | Unknown | Third Party Hardware Procurement | Call for Quote | Call for Quote
QXFMRGVX | Transformer Cabinets and associated parts used with a Galaxy VX |  |  | GALAXY VX 3PH UPS | Unknown | Third Party Hardware Procurement | Call for Quote | Call for Quote
QXFMRMW | Transformers and Associated Parts Used with a Symmetra MW |  |  | THIRD PARTY PROCUREMEN | Unknown | Third Party Hardware Procurement | Call for Quote | Call for Quote
QXFMRPX | Transformers and Associated Parts Used with a Symmetra PX |  |  | THIRD PARTY PROCUREMEN | Unknown | Third Party Hardware Procurement | Call for Quote | Call for Quote
RACK COLOR | RACK COLOR |  |  | Unknown | Unknown | Unknown | Call for Quote | Call for Quote
RACK STYLE 230V | STANDARD OR SEISMIC AND RACK COLOR |  |  | Unknown | Unknown | Unknown | Call for Quote | Call for Quote
RACKPDUINSTL | RACK PDU INSTALLATION |  |  | Unknown | Unknown | Unknown | 62 | 52.7
RACKPDUOPTCLS | RACK PDU OPTION CLASS |  |  | Unknown | Unknown | Unknown | Call for Quote | Call for Quote
RPDUBASQ | Adapted Basic rack PDU ETO , and Associated Parts |  |  | OPTIMUM RACK PDU | Unknown | Custom | Call for Quote | Call for Quote
RPDUMBOQ | Adapted Metered-by-outlet rack PDU ETO , and Associated Parts |  |  | OPTIMUM RACK PDU | Unknown | Custom | Call for Quote | Call for Quote
RPDUMETQ | Adapted Metered rack PDU ETO , and Associated Parts |  |  | OPTIMUM RACK PDU | Unknown | Custom | Call for Quote | Call for Quote
RPDUSWCHQ | Adapted Switched rack PDU ETO , and Associated Parts |  |  | OPTIMUM RACK PDU | Unknown | Custom | Call for Quote | Call for Quote
RPP2XPNL41 | RPP 84 IP2X PANEL 1 |  |  | Unknown | Unknown | Unknown | Call for Quote | Call for Quote
RPP2XPNL41R | RPP 84 IP2X PANEL 1 REAR |  |  | Unknown | Unknown | Unknown | Call for Quote | Call for Quote
RPP2XPNL42 | RPP 84 IP2X PANEL 2 |  |  | Unknown | Unknown | Unknown | Call for Quote | Call for Quote
RPP2XPNL42R | RPP 84 IP2X PANEL 2 REAR |  |  | Unknown | Unknown | Unknown | Call for Quote | Call for Quote
RPP2XPNL91 | RPP 89 IP2X PANEL 1 |  |  | Unknown | Unknown | Unknown | Call for Quote | Call for Quote
RPP2XPNL91R | RPP 89 IP2X PANEL 1 REAR |  |  | Unknown | Unknown | Unknown | Call for Quote | Call for Quote
RPP2XPNL92 | RPP 89 IP2X PANEL 1 |  |  | Unknown | Unknown | Unknown | Call for Quote | Call for Quote
RPP2XPNL92R | RPP 89 IP2X PANEL 2 REAR |  |  | Unknown | Unknown | Unknown | Call for Quote | Call for Quote
RPP84BACK | RPP84 REAR CABINET SIZE |  |  | Unknown | Unknown | Unknown | Call for Quote | Call for Quote
RPP84MAIN1R | MAIN INPUT RATING PANEL 1 REAR |  |  | Unknown | Unknown | Unknown | Call for Quote | Call for Quote
RPP84SPD | RPP 84 SPD OPTION |  |  | Unknown | Unknown | Unknown | Call for Quote | Call for Quote
RPP84SPDR | RPP 84 SPD OPTION REAR |  |  | Unknown | Unknown | Unknown | Call for Quote | Call for Quote
RPP84TYPE | RPP 84 CABINET SIZE |  |  | Unknown | Unknown | Unknown | Call for Quote | Call for Quote
RPP89BACK | RPP 89 CABINET SIZE REAR |  |  | Unknown | Unknown | Unknown | Call for Quote | Call for Quote
RPP89SPD | RPP 89 SPD OPTION |  |  | Unknown | Unknown | Unknown | Call for Quote | Call for Quote
RPP89SPDR | RPP 89 SPD OPTION REAR |  |  | Unknown | Unknown | Unknown | Call for Quote | Call for Quote
RPP89TYPE | RPP 89 CABINET SIZE |  |  | Unknown | Unknown | Unknown | Call for Quote | Call for Quote
RPPINPUT | MAIN INPUT CONNECTION |  |  | Unknown | Unknown | Unknown | Call for Quote | Call for Quote
RPPINPUTR | MAIN INPUT CONNECTION REAR |  |  | Unknown | Unknown | Unknown | Call for Quote | Call for Quote
RPPMAIN1 | MAIN INPUT RATING PANEL 1 |  |  | Unknown | Unknown | Unknown | Call for Quote | Call for Quote
RPPMAIN1R | MAIN INPUT RATING PANEL 1 REAR |  |  | Unknown | Unknown | Unknown | Call for Quote | Call for Quote
RPPMAIN1R89 | MAIN INPUT RATING PANEL 1 REAR 89 |  |  | Unknown | Unknown | Unknown | Call for Quote | Call for Quote
RPPMAIN2 | MAIN INPUT RATING PANEL 2 |  |  | Unknown | Unknown | Unknown | Call for Quote | Call for Quote
RPPMAIN2R | MAIN INPUT RATING PANEL 2 REAR |  |  | Unknown | Unknown | Unknown | Call for Quote | Call for Quote
RPPMAIN2R89 | MAIN INPUT RATING PANEL 2 REAR 89 |  |  | Unknown | Unknown | Unknown | Call for Quote | Call for Quote
RPPMAIN189 | MAIN INPUT RATING PANEL 1 - 89 |  |  | Unknown | Unknown | Unknown | Call for Quote | Call for Quote
RPPMAIN289 | MAIN INPUT RATING PANEL 2 - 89 |  |  | Unknown | Unknown | Unknown | Call for Quote | Call for Quote
RPPNFPNL41 | RPP 84 NF PANEL 1 |  |  | Unknown | Unknown | Unknown | Call for Quote | Call for Quote
RPPNFPNL41R | RPP 84 NF PANEL 1 REAR |  |  | Unknown | Unknown | Unknown | Call for Quote | Call for Quote
RPPNFPNL91 | RPP 89 NF PANEL 1 |  |  | Unknown | Unknown | Unknown | Call for Quote | Call for Quote
RPPNFPNL91R | RPP 89 NF PANEL 1 REAR |  |  | Unknown | Unknown | Unknown | Call for Quote | Call for Quote
RPPNFPNL92 | RPP 89 NF PANEL 2 |  |  | Unknown | Unknown | Unknown | Call for Quote | Call for Quote
RPPNFPNL92R | RPP 89 NF PANEL 2 REAR |  |  | Unknown | Unknown | Unknown | Call for Quote | Call for Quote
RPPNQPNL41 | RPP 84 NQ PANEL 1 |  |  | Unknown | Unknown | Unknown | Call for Quote | Call for Quote
RPPNQPNL41R | RPP 84 NQ PANEL 1 REAR |  |  | Unknown | Unknown | Unknown | Call for Quote | Call for Quote
RPPNQPNL42 | RPP 84 NQ PANEL 2 |  |  | Unknown | Unknown | Unknown | Call for Quote | Call for Quote
RPPNQPNL42R | RPP 84 NQ PANEL 2 REAR |  |  | Unknown | Unknown | Unknown | Call for Quote | Call for Quote
RPPNQPNL91 | RPP 89 NQ PANEL 1 |  |  | Unknown | Unknown | Unknown | Call for Quote | Call for Quote
RPPNQPNL91R | RPP 89 NQ PANEL 1 REAR |  |  | Unknown | Unknown | Unknown | Call for Quote | Call for Quote
RPPNQPNL92 | RPP 89 NQ PANEL 2 |  |  | Unknown | Unknown | Unknown | Call for Quote | Call for Quote
RPPNQPNL92R | RPP 89 NQ PANEL 2 REAR |  |  | Unknown | Unknown | Unknown | Call for Quote | Call for Quote
SFDCEVMTRL | Data Center Expert Virtual Appliance Trial Download |  |  | DATA CENTER EXPERT | Unknown | Data Center Operation | Call for Quote | Call for Quote
SFDCEWEBSVC | Data Center Expert: Web Services |  |  | DATA CENTER EXPERT | Unknown | EcoStruxureâ„¢ IT Data Center Expert | Call for Quote | Call for Quote
SFTWAP90000 | Data Center Operation 1 Year Digital Energy Efficiency Subscription |  |  | DATA CENTER EXPERT | Unknown | Data Center Operation: Energy Efficiency | 22500 | 19125
SFTWAS10-DIGI | EcoStruxure IT Advisor SaaS 10 Racks 1 Year |  |  | IT ADVISOR CLOUD | Unknown | EcoStruxureâ„¢ IT Advisor | 1440 | 1224
SFTWAS25-DIGI | EcoStruxure IT Advisor SaaS 25 Racks 1 Year |  |  | IT ADVISOR CLOUD | Unknown | EcoStruxureâ„¢ IT Advisor | 2160 | 1836
SFTWAS100-DIGI | EcoStruxure IT Advisor SaaS 100 Racks 1 Year |  |  | IT ADVISOR CLOUD | Unknown | EcoStruxureâ„¢ IT Advisor | 7560 | 6426
SFTWAS103Y-DIGI | Ecostruxure IT Advisor SaaS 10 Racks 3 Years |  |  | IT ADVISOR CLOUD | Unknown | EcoStruxureâ„¢ IT Advisor | 2565 | 2180.25
SFTWAS250-DIGI | EcoStruxure IT Advisor SaaS 250 Racks 1 Year |  |  | IT ADVISOR CLOUD | Unknown | EcoStruxureâ„¢ IT Advisor | 16200 | 13770
SFTWAS253Y-DIGI | EcoStruxure IT Advisor SaaS 25 Racks 3 Years |  |  | IT ADVISOR CLOUD | Unknown | EcoStruxureâ„¢ IT Advisor | 6160 | 5236
SFTWAS255Y-DIGI | EcoStruxure IT Advisor SaaS 25 Racks 5 Years |  |  | IT ADVISOR CLOUD | Unknown | EcoStruxureâ„¢ IT Advisor | 9720 | 8262
SFTWAS1000-DIGI | EcoStruxure IT Advisor SaaS 1000 Racks 1 Year |  |  | IT ADVISOR CLOUD | Unknown | EcoStruxureâ„¢ IT Advisor | 50400 | 42840
SFTWAS10003Y-DIGI | EcoStruxure IT Advisor SaaS 1000 Racks 3 Years |  |  | IT ADVISOR CLOUD | Unknown | EcoStruxureâ„¢ IT Advisor | 143640 | 122094
SFTWCA10-DIGI | EcoStruxure IT Advisor & Capacity SaaS 10 Racks 1 Year |  |  | IT ADVISOR CLOUD | Unknown | EcoStruxureâ„¢ IT Advisor | 2340 | 1989
SFTWCA25-DIGI | EcoStruxure IT Advisor & Capacity SaaS 25 Racks 1 Year |  |  | IT ADVISOR CLOUD | Unknown | EcoStruxureâ„¢ IT Advisor | 5670 | 4819.5
SFTWCA100-DIGI | EcoStruxure IT Advisor & Capacity SaaS 100 Racks 1 Year |  |  | IT ADVISOR CLOUD | Unknown | EcoStruxureâ„¢ IT Advisor | 20700 | 17595
SFTWCA103Y-DIGI | EcoStruxure IT Advisor & Capacity SaaS 10 Racks 3 Years |  |  | IT ADVISOR CLOUD | Unknown | EcoStruxureâ„¢ IT Advisor | 6670 | 5669.5
SFTWCA150-DIGI | EcoStruxure IT Advisor & Capacity SaaS 150 Racks 1 Year |  |  | IT ADVISOR CLOUD | Unknown | EcoStruxureâ„¢ IT Advisor | 29700 | 25245
SFTWCA250-DIGI | EcoStruxure IT Advisor & Capacity SaaS 250 Racks 1 Year |  |  | IT ADVISOR CLOUD | Unknown | EcoStruxureâ„¢ IT Advisor | 45900 | 39015
SFTWCA253Y-DIGI | EcoStruxure IT Advisor & Capacity 25 Racks 3 Years |  |  | IT ADVISOR CLOUD | Unknown | EcoStruxureâ„¢ IT Advisor | 16165 | 13740.25
SFTWCA255Y-DIGI | EcoStruxure IT Advisor & Capacity SaaS 25 Racks 5 Years |  |  | IT ADVISOR CLOUD | Unknown | EcoStruxureâ„¢ IT Advisor | 25515 | 21687.75
SFTWCA1000-DIGI | EcoStruxure IT Advisor & Capacity SaaS 1000 Racks 1 Year |  |  | IT ADVISOR CLOUD | Unknown | EcoStruxureâ„¢ IT Advisor | 163190 | 138711.5
SFTWCA1003Y-DIGI | Ecostruxure IT Advisor & Capacity SaaS 100 Racks 3 Years |  |  | IT ADVISOR CLOUD | Unknown | EcoStruxureâ„¢ IT Advisor | 58485 | 49712.25
SFTWCA1505Y-DIGI | EcoStruxure IT Advisor & Capacity SaaS 150 Racks 5 Years |  |  | IT ADVISOR CLOUD | Unknown | EcoStruxureâ„¢ IT Advisor | 133650 | 113602.5
SFTWCH10-DIGI | EcoStruxure IT Advisor & Change SaaS 10 Racks 1 Year |  |  | IT ADVISOR CLOUD | Unknown | EcoStruxureâ„¢ IT Advisor | 1620 | 1377
SFTWCH25-DIGI | EcoStruxure IT Advisor & Change 25 Racks 1 Year |  |  | IT ADVISOR CLOUD | Unknown | EcoStruxureâ„¢ IT Advisor | 3960 | 3366
SFTWCH100-DIGI | EcoStruxure IT Advisor & Change SaaS 100 Racks 1 Year |  |  | IT ADVISOR CLOUD | Unknown | EcoStruxureâ„¢ IT Advisor | 14760 | 12546
SFTWCH253Y-DIGI | EcoStruxure IT Advisor & Change SaaS 25 Racks 3 Years |  |  | IT ADVISOR CLOUD | Unknown | EcoStruxureâ„¢ IT Advisor | 11290 | 9596.5
SFTWCH1000-DIGI | EcoStruxure IT Advisor & Change SaaS 1000 Racks 1 Year |  |  | IT ADVISOR CLOUD | Unknown | EcoStruxureâ„¢ IT Advisor | 125235 | 106449.75
SFTWCHG100R-DIGI | EcoStruxure IT Advisor Change 100 Rack Subscription License |  |  | DATA CENTER EXPERT | Unknown | Data Center Operation: Change | 17325 | 14726.25
SFTWDCEVMACT-DIGI | Data Center Expert: Virtual Appliance Subscription Model |  |  | DATA CENTER EXPERT | Unknown | EcoStruxureâ„¢ IT Expert | 2660 | 2261
SFTWES5-DIGI | EcoStruxure IT Expert 1 Year Digital 5 node Subscription |  |  | IT EXPERT | Unknown | EcoStruxureâ„¢ IT Expert | 425 | 361.25
SFTWES10M-DIGI | EcoStruxure IT Expert Subscription License for 1000 nodes: 1 Year -billed monthly |  |  | IT EXPERT | Unknown | EcoStruxureâ„¢ IT Expert | 936 | 795.6
SFTWES25-DIGI | EcoStruxure IT Expert 1 Year Digital 25 node Subscription |  |  | IT EXPERT | Unknown | EcoStruxureâ„¢ IT Expert | 2130 | 1810.5
SFTWES50-DIGI | EcoStruxure IT Expert 1 Year Digital 50 node Subscription |  |  | IT EXPERT | Unknown | EcoStruxureâ„¢ IT Expert | 4255 | 3616.75
SFTWES100-DIGI | EcoStruxure IT Expert 1 Year Digital 100 node Subscription |  |  | IT EXPERT | Unknown | EcoStruxureâ„¢ IT Expert | 8505 | 7229.25
SFTWES100M-DIGI | EcoStruxure IT Expert 100 nodes 1 year billed monthly |  |  | IT EXPERT | Unknown | EcoStruxureâ„¢ IT Expert | 9360 | 7956
SFTWES105Y-DIGI | EcoStruxure IT Expert 5 Year Digital 10 node Subscription |  |  | IT EXPERT | Unknown | EcoStruxureâ„¢ IT Expert | 3840 | 3264
SFTWES150-DIGI | EcoStruxure IT Expert 1 Year Digital 150 node Subscription |  |  | IT EXPERT | Unknown | EcoStruxureâ„¢ IT Expert | 9925 | 8436.25
SFTWES150M-DIGI | EcoStruxure IT Expert 150 nodes 1 year billed monthly |  |  | IT EXPERT | Unknown | EcoStruxureâ„¢ IT Expert | 10920 | 9282
SFTWES200-DIGI | EcoStruxure IT Expert 1 Year Digital 200 node Subscription |  |  | IT EXPERT | Unknown | EcoStruxureâ„¢ IT Expert | 13230 | 11245.5
SFTWES200M-DIGI | IT Expert Monthly Billed 200nodes 1year |  |  | IT EXPERT | Unknown | EcoStruxureâ„¢ IT Expert | 14555 | 12371.75
SFTWES250-DIGI | EcoStruxure IT Expert 250 nodes 1 year |  |  | IT EXPERT | Unknown | EcoStruxureâ„¢ IT Expert | 16540 | 14059
SFTWES250M-DIGI | EcoStruxure IT Expert 250 nodes 1 year billed monthly |  |  | IT EXPERT | Unknown | EcoStruxureâ„¢ IT Expert | 18195 | 15465.75
SFTWES350-DIGI | EcoStruxure IT Expert 1 Year Digital 350 node Subscription |  |  | IT EXPERT | Unknown | EcoStruxureâ„¢ IT Expert | 23155 | 19681.75
SFTWES350M-DIGI | Recurring Monthly EcoStruxure IT Expert 350 node subscription. |  |  | IT EXPERT | Unknown | EcoStruxureâ„¢ IT Expert | 25470 | 21649.5
SFTWES500-DIGI | EcoStruxure IT Expert 1 Year Digital 500 node Subscription |  |  | IT EXPERT | Unknown | EcoStruxureâ„¢ IT Expert | 22680 | 19278
SFTWES500M-DIGI | EcoStruxure IT Expert 500 nodes 1 year billed monthly |  |  | IT EXPERT | Unknown | EcoStruxureâ„¢ IT Expert | 24950 | 21207.5
SFTWES750-DIGI | EcoStruxure IT Expert 1 Year Digital 750 node Subscription |  |  | IT EXPERT | Unknown | EcoStruxureâ„¢ IT Expert | 34020 | 28917
SFTWES750M-DIGI | EcoStruxure IT Expert 750 nodes 1 year billed monthly |  |  | IT EXPERT | Unknown | EcoStruxureâ„¢ IT Expert | 37425 | 31811.25
SFTWES1000-DIGI | EcoStruxure IT Expert 1 Year Digital 1000 node Subscription |  |  | IT EXPERT | Unknown | EcoStruxureâ„¢ IT Expert | 45360 | 38556
SFTWES1000M-DIGI | Recurring Monthly EcoStruxure IT Expert 1000 node subscription. |  |  | IT EXPERT | Unknown | EcoStruxureâ„¢ IT Expert | 49900 | 42415
SFTWES1005Y-DIGI | EcoStruxure IT Expert Subscription License for 100 nodes: 5 Years |  |  | IT EXPERT | Unknown | EcoStruxureâ„¢ IT Expert | 38380 | 32623
SFTWES1250-DIGI | EcoStruxure IT Expert 1 Year Digital 1250 node Subscription |  |  | IT EXPERT | Unknown | EcoStruxureâ„¢ IT Expert | 56700 | 48195
SFTWES1250M-DIGI | EcoStruxure IT Expert 1250 nodes 1 year billed monthly |  |  | IT EXPERT | Unknown | EcoStruxureâ„¢ IT Expert | 62370 | 53014.5
SFTWES1500-DIGI | EcoStruxure IT Expert 1500 nodes 1 year |  |  | IT EXPERT | Unknown | EcoStruxureâ„¢ IT Expert | 68040 | 57834
SFTWES1500M-DIGI | IT Expert Monthly Billed 1500nodes 1year |  |  | IT EXPERT | Unknown | EcoStruxureâ„¢ IT Expert | 74845 | 63618.25
SFTWES1503Y-DIGI | EcoStruxure IT Expert Subscription License for 150 nodes: 3 Years |  |  | IT EXPERT | Unknown | EcoStruxureâ„¢ IT Expert | 28280 | 24038
SFTWES1505Y-DIGI | EcoStruxure IT Expert Subscription License for 150 nodes: 5 Years |  |  | IT EXPERT | Unknown | EcoStruxureâ„¢ IT Expert | 44775 | 38058.75
SFTWES2003Y-DIGI | EcoStruxure IT Expert Subscription License for 200 nodes: 3 Years |  |  | IT EXPERT | Unknown | EcoStruxureâ„¢ IT Expert | 37710 | 32053.5
SFTWES2505Y-DIGI | EcoStruxure IT Expert Subscription License for 250 nodes: 5 Years |  |  | IT EXPERT | Unknown | EcoStruxureâ„¢ IT Expert | 74630 | 63435.5
SFTWES3503Y-DIGI | EcoStruxure IT Expert Subscription License for 350 nodes: 3 Years |  |  | IT EXPERT | Unknown | EcoStruxureâ„¢ IT Expert | 65985 | 56087.25
SFTWES3505Y-DIGI | EcoStruxure IT Expert Subscription License for 350 nodes: 5 Years |  |  | IT EXPERT | Unknown | EcoStruxureâ„¢ IT Expert | 104480 | 88808
SFTWES5005Y-DIGI | EcoStruxure IT Expert Subscription License for 500 nodes: 5 Years |  |  | IT EXPERT | Unknown | EcoStruxureâ„¢ IT Expert | 102345 | 86993.25
SFTWES7503Y-DIGI | EcoStruxure IT Expert Subscription License for 750 nodes: 3 Years |  |  | IT EXPERT | Unknown | EcoStruxureâ„¢ IT Expert | 96960 | 82416
SFTWES10003Y-DIGI | EcoStruxure IT Expert Subscription License for 1000 nodes: 3 Years |  |  | IT EXPERT | Unknown | EcoStruxureâ„¢ IT Expert | 129280 | 109888
SFTWES10005Y-DIGI | EcoStruxure IT Expert Subscription License for 1000 nodes: 5 Years |  |  | IT EXPERT | Unknown | EcoStruxureâ„¢ IT Expert | 204690 | 173986.5
SFTWES12503Y-DIGI | EcoStruxure IT Expert Subscription License for 1250 nodes: 3 Years |  |  | IT EXPERT | Unknown | EcoStruxureâ„¢ IT Expert | 161595 | 137355.75
SFTWES12505Y-DIGI | EcoStruxure IT Expert Subscription License for 1250 nodes: 5 Years |  |  | IT EXPERT | Unknown | EcoStruxureâ„¢ IT Expert | 255860 | 217481
SFTWES15003Y-DIGI | EcoStruxure IT Expert Subscription License for 1500 nodes: 3 Years |  |  | IT EXPERT | Unknown | EcoStruxureâ„¢ IT Expert | 193915 | 164827.75
SFTWES15005Y-DIGI | EcoStruxure IT Expert Subscription License for 1500 nodes: 5 Years |  |  | IT EXPERT | Unknown | EcoStruxureâ„¢ IT Expert | 307035 | 260979.75
SFTWITA10-DIGI | EcoStruxure IT Advisor & Capacity & Change SaaS 10 Racks 1 Year |  |  | IT ADVISOR CLOUD | Unknown | EcoStruxureâ„¢ IT Advisor | 5175 | 4398.75
SFTWITA25-DIGI | EcoStruxure IT Advisor & Capacity & Change SaaS 25 Racks 1 Year |  |  | IT ADVISOR CLOUD | Unknown | EcoStruxureâ„¢ IT Advisor | 9605 | 8164.25
SFTWITA100-DIGI | EcoStruxure IT Advisor & Capacity & Change SaaS 100 Racks 1 Year |  |  | IT ADVISOR CLOUD | Unknown | EcoStruxureâ„¢ IT Advisor | 41370 | 35164.5
SFTWITA103Y-DIGI | EcoStruxure IT Advisor & Capacity & Change SaaS 10 Racks 3 Years |  |  | IT ADVISOR CLOUD | Unknown | EcoStruxureâ„¢ IT Advisor | 13965 | 11870.25
SFTWITA250-DIGI | EcoStruxure IT Advisor & Capacity & Change SaaS 250 Racks 1 Year |  |  | IT ADVISOR CLOUD | Unknown | EcoStruxureâ„¢ IT Advisor | 66510 | 56533.5
SFTWITA253Y-DIGI | EcoStruxure IT Advisor & Capacity & Change SaaS 25 Racks 3 Years |  |  | IT ADVISOR CLOUD | Unknown | EcoStruxureâ„¢ IT Advisor | 27365 | 23260.25
SFTWITA1000-DIGI | EcoStruxure IT Advisor & Capacity & Change SaaS 1000 Racks 1 Year |  |  | IT ADVISOR CLOUD | Unknown | EcoStruxureâ„¢ IT Advisor | 206845 | 175818.25
SFTWOPS10R-DIGI | EcoStruxure IT Advisor 10 Rack Subscription License |  |  | DATA CENTER EXPERT | Unknown | Data Center Operation | 1095 | 930.75
SFTWOPS100R-DIGI | EcoStruxure IT Advisor 100 Rack Subscription License |  |  | DATA CENTER EXPERT | Unknown | Data Center Operation | 8685 | 7382.25
SFTWZABASICA-DIGI | Zeigo Activate Basic Tier Annual |  |  | Unknown | Unknown | Unknown | 11410 | 9698.5
SRVSL1KRARK | Schneider Easy UPS On-Line Li-Ion SRVL RT 1000VA 120V, with Rail Kit | 120 | 120 | MEDIUM EASY UPS ONLINE | Unknown | Easy UPS 1 Ph On-Line | 3050 | 2592.5
SRVSL2KRARK | Schneider Easy UPS On-Line Li-Ion SRVL RT 2000VA 120V, with Rail Kit | 120 | 120 | MEDIUM EASY UPS ONLINE | Unknown | Easy UPS 1 Ph On-Line | 4520 | 3842
SRVSL3KRARK | Schneider Easy UPS On-Line Li-Ion SRVL RT 3000VA 120V, with Rail Kit | 120 | 120 | MEDIUM EASY UPS ONLINE | Unknown | Easy UPS 1 Ph On-Line | 5995 | 5095.75
STEAUX200X | AUXILIARIES OPTIONS EPSILON STS 200AMPS |  |  | Unknown | Unknown | Unknown | Call for Quote | Call for Quote
STEAUX400X | AUXILIARIES OPTIONS EPSILON STS 400AMPS |  |  | Unknown | Unknown | Unknown | Call for Quote | Call for Quote
STEAUX600X | AUXILIARIES OPTIONS EPSILON STS 600AMPS |  |  | Unknown | Unknown | Unknown | Call for Quote | Call for Quote
STEAUXX | AUXILIARIES OPTIONS EPSILON STS |  |  | Unknown | Unknown | Unknown | Call for Quote | Call for Quote
STEDOCX | DOCUMENT PACKAGE OPTIONS EPSILON STS |  |  | Unknown | Unknown | Unknown | Call for Quote | Call for Quote
STEEOX | EXTERNAL OPTIONS EPSILON STS |  |  | Unknown | Unknown | Unknown | Call for Quote | Call for Quote
STEGOPT | INTEGRATED OPTIONS EPSILON STS |  |  | Unknown | Unknown | Unknown | Call for Quote | Call for Quote
STEPM200 | POWER MODULE EPSILON STS 200AMPS |  |  | Unknown | Unknown | Unknown | Call for Quote | Call for Quote
STEPM400 | POWER MODULE EPSILON STS 400AMPS |  |  | Unknown | Unknown | Unknown | Call for Quote | Call for Quote
STEPM600 | POWER MODULE EPSILON STS 600AMPS |  |  | Unknown | Unknown | Unknown | Call for Quote | Call for Quote
STSAUXX | AUXILIARIES OPTIONS STS |  |  | CRITICAL POWER COMPNTS | Unknown | Unknown | Call for Quote | Call for Quote
STSPM30 | POWER MODULE UPSILON STS 30AMPS |  |  | CRITICAL POWER COMPNTS | Unknown | Unknown | Call for Quote | Call for Quote
STSPM160 | POWER MODULE UPSILON STS 160AMPS |  |  | CRITICAL POWER COMPNTS | Unknown | Unknown | Call for Quote | Call for Quote
STSPM250 | POWER MODULE UPSILON STS 250AMPS |  |  | CRITICAL POWER COMPNTS | Unknown | Unknown | Call for Quote | Call for Quote
STSPM400 | POWER MODULE UPSILON STS 400AMPS |  |  | CRITICAL POWER COMPNTS | Unknown | Unknown | Call for Quote | Call for Quote
SWNMC3PDU-1Y-DIGI | NMC3 for 1-Ph rPDU - 1 Year Secure NMC Subscription​ |  |  | NMC SUBSCRIPTION SW | Unknown | Network Management Cards | 40 | 34
SWNMC3PDU-2Y-DIGI | NMC3 for 1-Ph rPDU - 2 Year Secure NMC Subscription​ |  |  | NMC SUBSCRIPTION SW | Unknown | Network Management Cards | 78 | 66.3
SWNMC3PDU-3Y-DIGI | NMC3 for 1-Ph rPDU - 3 Year Secure NMC Subscription​​ |  |  | NMC SUBSCRIPTION SW | Unknown | Network Management Cards | 114 | 96.9
SWNMC3PDU-4Y-DIGI | NMC3 for 1-Ph rPDU - 4 Year Secure NMC Subscription​ |  |  | NMC SUBSCRIPTION SW | Unknown | Network Management Cards | 146 | 124.1
SWNMC3PDU-5Y-DIGI | NMC3 for 1-Ph rPDU - 5 Year Secure NMC Subscription​ |  |  | NMC SUBSCRIPTION SW | Unknown | Network Management Cards | 180 | 153
SWNMC3PDU-6Y-DIGI | NMC3 for 1-Ph rPDU - 6 Year Secure NMC Subscription​ |  |  | NMC SUBSCRIPTION SW | Unknown | Network Management Cards | 216 | 183.6
SWNMC3PPDU-1Y-DIGI | NMC for Power Distribution Units, 3-Phase - 1 Year Secure NMC Subscription |  |  | NMC SUBSCRIPTION SW | Unknown | Network Management Cards | 400 | 340
SWNMC3PPDU-2Y-DIGI | NMC for Power Distribution Units, 3-Phase - 2 Year Secure NMC Subscription |  |  | NMC SUBSCRIPTION SW | Unknown | Network Management Cards | 780 | 663
SWNMC3PPDU-3Y-DIGI | NMC for Power Distribution Units, 3-Phase - 3 Year Secure NMC Subscription |  |  | NMC SUBSCRIPTION SW | Unknown | Network Management Cards | 1140 | 969
SWNMC3PPDU-4Y-DIGI | NMC for Power Distribution Units, 3-Phase - 4 Year Secure NMC Subscription |  |  | NMC SUBSCRIPTION SW | Unknown | Network Management Cards | 1480 | 1258
SWNMC3PPDU-5Y-DIGI | NMC for Power Distribution Units, 3-Phase - 5 Year Secure NMC Subscription |  |  | NMC SUBSCRIPTION SW | Unknown | Network Management Cards | 1800 | 1530
SWNMC3PPDU-6Y-DIGI | NMC for Power Distribution Units, 3-Phase - 6 Year Secure NMC Subscription |  |  | NMC SUBSCRIPTION SW | Unknown | Network Management Cards | 2160 | 1836
SWNMC3PUPS-1Y-DIGI | NMC for Galaxy and Symmetra PX, 3-Phase - 1 Year Secure NMC Subscription |  |  | NMC SUBSCRIPTION SW | Unknown | Network Management Cards | 400 | 340
SWNMC3PUPS-2Y-DIGI | NMC for Galaxy and Symmetra PX, 3-Phase - 2 Year Secure NMC Subscription |  |  | NMC SUBSCRIPTION SW | Unknown | Network Management Cards | 780 | 663
SWNMC3PUPS-3Y-DIGI | NMC for Galaxy and Symmetra PX, 3-Phase - 3 Year Secure NMC Subscription |  |  | NMC SUBSCRIPTION SW | Unknown | Network Management Cards | 1140 | 969
SWNMC3PUPS-4Y-DIGI | NMC for Galaxy and Symmetra PX, 3-Phase - 4 Year Secure NMC Subscription |  |  | NMC SUBSCRIPTION SW | Unknown | Network Management Cards | 1480 | 1258
SWNMC3PUPS-5Y-DIGI | NMC for Galaxy and Symmetra PX, 3-Phase - 5 Year Secure NMC Subscription |  |  | NMC SUBSCRIPTION SW | Unknown | Network Management Cards | 1800 | 1530
SWNMC3PUPS-6Y-DIGI | NMC for Galaxy and Symmetra PX, 3-Phase - 6 Year Secure NMC Subscription |  |  | NMC SUBSCRIPTION SW | Unknown | Network Management Cards | 2160 | 1836
SWNMC3SU-1Y-DIGI | NMC3 for Smart-UPS & 1-Ph Symmetra - 1 Year Secure NMC Subscription​ |  |  | NMC SUBSCRIPTION SW | Unknown | Network Management Cards | 76 | 64.6
SWNMC3SU-2Y-DIGI | NMC3 for Smart-UPS & 1-Ph Symmetra - 2 Year Secure NMC Subscription​ |  |  | NMC SUBSCRIPTION SW | Unknown | Network Management Cards | 148 | 125.8
SWNMC3SU-3Y-DIGI | NMC3 for Smart-UPS & 1-Ph Symmetra - 3 Year Secure NMC Subscription​ |  |  | NMC SUBSCRIPTION SW | Unknown | Network Management Cards | 216 | 183.6
SWNMC3SU-4Y-DIGI | NMC3 for Smart-UPS & 1-Ph Symmetra - 4 Year Secure NMC Subscription​ |  |  | NMC SUBSCRIPTION SW | Unknown | Network Management Cards | 279 | 237.15
SWNMC3SU-5Y-DIGI | NMC3 for Smart-UPS & 1-Ph Symmetra - 5 Year Secure NMC Subscription​ |  |  | NMC SUBSCRIPTION SW | Unknown | Network Management Cards | 341 | 289.85
SWNMC3SU-6Y-DIGI | NMC3 for Smart-UPS & 1-Ph Symmetra - 6 Year Secure NMC Subscription​ |  |  | NMC SUBSCRIPTION SW | Unknown | Network Management Cards | 409 | 347.65
SXRACKQ | Adapted Netshelter SX Enclosure ETO , and Associated Parts |  |  | RACKS AND ENCLOSURES | Unknown | Custom | Call for Quote | Call for Quote
SYA4K8I | APC Symmetra LX 4kVA Scalable to 8kVA N+1, 220/230/240V or 380/400/415V | 230 ,400 3 PH | 230 | SYMMETRA (1PHASE) | Unknown | Symmetra LX | 14145 | 12023.25
SYA4K8P | APC Symmetra LX 4kVA scalable to 8kVA N+1 Tower, 208/240V | 208 | 120 ,208 | SYMMETRA (1PHASE) | Unknown | Symmetra LX | 17020 | 14467
SYA4K8RMI | APC Symmetra LX 4kVA Scalable to 8kVA N+1 Rack-mount, 220/230/240V or 380/400/415V | 230 ,400 3 PH | 230 | SYMMETRA (1PHASE) | Unknown | Symmetra LX | 16535 | 14054.75
SYA4K8RMP | APC Symmetra LX 4kVA scalable to 8kVA N+1 Rack-mount, 208/240V | 208 | 120 ,208 | SYMMETRA (1PHASE) | Unknown | Symmetra LX | 18590 | 15801.5
SYA8K8I | APC Symmetra LX 8kVA Scalable to 8kVA N+1 Tower, 220/230/240 or 380/400/415V | 230 ,400 3 PH | 230 | SYMMETRA (1PHASE) | Unknown | Symmetra LX | 20345 | 17293.25
SYA8K8P | APC Symmetra LX 8kVA Scalable to 8kVA N+1 Tower, 208/240V | 208 | 120 ,208 | SYMMETRA (1PHASE) | Unknown | Symmetra LX | 22270 | 18929.5
SYA8K8RMI | APC Symmetra LX 8kVA Scalable to 8kVA N+1 Rack-mount, 220/230/240V or 380/400/415V | 230 ,400 3 PH | 230 | SYMMETRA (1PHASE) | Unknown | Symmetra LX | 21565 | 18330.25
SYA8K8RMP | APC Symmetra LX 8kVA Scalable to 8kVA N+1 Rack-mount, 208/240V | 208 | 120 ,208 | SYMMETRA (1PHASE) | Unknown | Symmetra LX | 25035 | 21279.75
SYA8K16I | APC Symmetra LX 8kVA Scalable to 16kVA N+1 Tower, 220/230/240V or 480/400/415V | 230 ,400 3 PH | 230 | SYMMETRA (1PHASE) | Unknown | Symmetra LX | 19290 | 16396.5
SYA8K16IXR | APC Symmetra LX 8kVA Scalable to 16kVA N+1 Ext. Run Tower, 220/230/240V or 380/400/415V | 230 ,400 3 PH | 230 | SYMMETRA (1PHASE) | Unknown | Symmetra LX | 33135 | 28164.75
SYA8K16JXR | APC Symmetra LX 8kVA scalable to 16kVA N+1 Ext. Run Tower, 200V | 200 | 100 ,200 | SYMMETRA (1PHASE) | Unknown | Symmetra LX | 35420 | 30107
SYA8K16P | APC Symmetra LX 8kVA Scalable to 16kVA N+1, Tower 208/240V | 208 | 120 ,208 | SYMMETRA (1PHASE) | Unknown | Symmetra LX | 22160 | 18836
SYA8K16PXR | APC Symmetra LX 8kVA Scalable to 16kVA N+1 Ext. Run Tower, 208/240V | 208 | 120 ,208 | SYMMETRA (1PHASE) | Unknown | Symmetra LX | 36890 | 31356.5
SYA8K16RMI | APC Symmetra LX 8kVA Scalable to 16kVA N+1 Rack-mount, 220/230/240V or 380/400/415V | 230 ,400 3 PH | 230 | SYMMETRA (1PHASE) | Unknown | Symmetra LX | 21360 | 18156
SYA8K16RMP | APC Symmetra LX 8kVA Scalable to 16kVA N+1 Rack-mount, 208/240V | 208 | 120 ,208 | SYMMETRA (1PHASE) | Unknown | Symmetra LX | 23325 | 19826.25
SYA12K16I | APC Symmetra LX 12kVA scalable to 16kVA N+1 Tower, 220/230/240V or 380/400/415V | 230 ,400 3 PH | 230 | SYMMETRA (1PHASE) | Unknown | Symmetra LX | 25530 | 21700.5
SYA12K16IXR | APC Symmetra LX 12kVA scalable to 16kVA N+1 Ext. Run Tower, 220/230/240V or 380/400/415V | 230 ,400 3 PH | 230 | SYMMETRA (1PHASE) | Unknown | Symmetra LX | 34815 | 29592.75
SYA12K16P | APC Symmetra LX 12kVA scalable to 16kVA N+1 Tower | 208 | 120 ,208 | SYMMETRA (1PHASE) | Unknown | Symmetra LX | 28005 | 23804.25
SYA12K16PXR | APC Symmetra LX 12kVA Scalable to 16kVA N+1 Ext. Run Tower, 208/240V | 208 | 120 ,208 | SYMMETRA (1PHASE) | Unknown | Symmetra LX | 41295 | 35100.75
SYA12K16RMI | APC Symmetra LX 12kVA Scalable to 16kVA N+1 Rack-mount, 220/230/240V or 380/400/415V | 230 ,400 3 PH | 230 | SYMMETRA (1PHASE) | Unknown | Symmetra LX | 26785 | 22767.25
SYA12K16RMP | APC Symmetra LX 12kVA Scalable to 16kVA N+1 Rack-mount, 208/240V | 208 | 120 ,208 | SYMMETRA (1PHASE) | Unknown | Symmetra LX | 30200 | 25670
SYA16K16I | APC Symmetra LX 16kVA Scalable to 16kVA N+1 Tower, 220/230/240V or 380/400/415V | 230 ,400 3 PH | 230 | SYMMETRA (1PHASE) | Unknown | Symmetra LX | 32445 | 27578.25
SYA16K16IXR | APC Symmetra LX 16kVA Scalable to 16kVA N+1 Ext. Run Tower, 220/230/240V or 380/400/415V | 230 ,400 3 PH | 230 | SYMMETRA (1PHASE) | Unknown | Symmetra LX | 43185 | 36707.25
SYA16K16P | APC Symmetra LX 16kVA Scalable to 16kVA N+1 Tower, 208/240V | 208 | 120 ,208 | SYMMETRA (1PHASE) | Unknown | Symmetra LX | 34570 | 29384.5
SYA16K16PXR | APC Symmetra LX 16kVA Scalable to 16kVA N+1 Ext. Run Tower, 208/240V | 208 | 120 ,208 | SYMMETRA (1PHASE) | Unknown | Symmetra LX | 46390 | 39431.5
SYA16K16RMI | APC Symmetra LX 16kVA Scalable to 16kVA N+1 Rack-mount, 220/230/240V or 380/400/415V | 230 ,400 3 PH | 230 | SYMMETRA (1PHASE) | Unknown | Symmetra LX | 33465 | 28445.25
SYA16K16RMP | APC Symmetra LX 16kVA Scalable to 16kVA N+1 Rack-mount, 208/240V | 208 | 120 ,208 | SYMMETRA (1PHASE) | Unknown | Symmetra LX | 36400 | 30940
SYAF8KRMI | APC SYMMETRA LX 8KVA N+1 Rack-mount FRAME, 220/230/240V OR 380/400/415V | 230 ,400 3 PH | 230 | SYMMETRA (1PHASE) | Unknown | Symmetra LX | 9615 | 8172.75
SYAF8KRMT | APC SYMMETRA LX 8KVA N+1 Rack-Mount FRAME, 208/240V | 208 | 120 ,208 | SYMMETRA (1PHASE) | Unknown | Symmetra LX | 12660 | 10761
SYAF8KT | APC SYMMETRA LX 8KVA N+1 TOWER FRAME, 208/240V | 208 | 120 ,208 | SYMMETRA (1PHASE) | Unknown | Symmetra LX | 10100 | 8585
SYAF16KBXRMT | APC Symmetra LX 16kVA N+1 Rack-mount Frame, 208/240V, no mounting rails, no outlets | 208 | 120 ,208 | SYMMETRA (1PHASE) | Unknown | Symmetra LX | 9470 | 8049.5
SYAF16KI | APC Symmetra LX 16kVA N+1 Tower Frame, 220/230/240V or 380/400/415V | 230 ,400 3 PH | 230 | SYMMETRA (1PHASE) | Unknown | Symmetra LX | 8920 | 7582
SYAF16KRMI | APC SYMMETRA LX 16kVA N+1 Rack-mount Frame, 220/230/240V OR 380/400/415V | 230 ,400 3 PH | 230 | SYMMETRA (1PHASE) | Unknown | Symmetra LX | 9360 | 7956
SYAF16KRMT | APC Symmetra LX 16kVA N+1 Rack-mount Frame, 208/240V | 208 | 120 ,208 | SYMMETRA (1PHASE) | Unknown | Symmetra LX | 18035 | 15329.75
SYAF16KT | APC Symmetra LX 16kVA N+1 Tower Frame, 208/240V | 208 | 120 ,208 | SYMMETRA (1PHASE) | Unknown | Symmetra LX | 10695 | 9090.75
SYAF16KXR9I | APC Symmetra LX 16kVA N+1 Ext. Run Tower Frame, 220/230/240V or 380/400/415V | 230 ,400 3 PH | 230 | SYMMETRA (1PHASE) | Unknown | Symmetra LX | 15700 | 13345
SYAF16KXR9T | APC Symmetra LX 16kVA N+1 Extended Run Tower Frame, 208V | 208 | 120 ,208 | SYMMETRA (1PHASE) | Unknown | Symmetra LX | 15240 | 12954
SYCBTMON | Symmetra PX Battery Monitoring Card |  |  | SYMMETRA 3PH UPS | Unknown | InfraStruxure Type B | 780 | 663
SYCDCI | SYMMETRA PX DISPLAY AND COMPUTER INTERFACE |  |  | SPARES 3PH | Unknown | InfraStruxure Type B | 544 | 462.4
TC-CW ALARMS | TC-CW ALARMS OPTIONS |  |  | Unknown | Unknown | Unknown | Call for Quote | Call for Quote
TC-CW BLOWERS | TC-CW MOTOR AND BLOWER OPTIONS |  |  | Unknown | Unknown | Unknown | Call for Quote | Call for Quote
TC-CW CONTROLLERS | TC-CW CONTROLLER OPTIONS |  |  | Unknown | Unknown | Unknown | Call for Quote | Call for Quote
TC-CW DISCONNECT | TC-CW MAIN POWER CIRCUIT BREAKER DISCONN |  |  | Unknown | Unknown | Unknown | Call for Quote | Call for Quote
TC-CW ELECTRICAL | TC-CW ELECTRICAL INSERT OPTIONS |  |  | Unknown | Unknown | Unknown | Call for Quote | Call for Quote
TC-CW FILTERS | TC-CW FILTER OPTIONS |  |  | Unknown | Unknown | Unknown | Call for Quote | Call for Quote
TC-CW FRAMES | TC-CW FRAME AND COIL OPTIONS |  |  | Unknown | Unknown | Unknown | Call for Quote | Call for Quote
TC-CW HUMIDITY | TC-CW HUMIDITY OPTIONS |  |  | Unknown | Unknown | Unknown | Call for Quote | Call for Quote
TC-CW PIPING | TC-CW PIPING OPTIONS |  |  | Unknown | Unknown | Unknown | Call for Quote | Call for Quote
TC-CW REFRIDG | TC-CW REFRIGERATION SPECIALTY OPTIONS |  |  | Unknown | Unknown | Unknown | Call for Quote | Call for Quote
TC-CW REHEAT | TC-CW REHEAT OPTIONS |  |  | Unknown | Unknown | Unknown | Call for Quote | Call for Quote
TC-DX ALARMS | TC-DX ALARMS OPTIONS |  |  | Unknown | Unknown | Unknown | Call for Quote | Call for Quote
TC-DX BLOWERS | TC-DX MOTOR AND BLOWER OPTIONS |  |  | Unknown | Unknown | Unknown | Call for Quote | Call for Quote
TC-DX COMPRESSORS | TC-DX COMPRESSOR OPTIONS |  |  | Unknown | Unknown | Unknown | Call for Quote | Call for Quote
TC-DX CONTROLLERS | TC-DX CONTROLLER OPTIONS |  |  | Unknown | Unknown | Unknown | Call for Quote | Call for Quote
TC-DX DISCONNECT | TC-DX MAIN POWER CIRCUIT BREAKER DISCONN |  |  | Unknown | Unknown | Unknown | Call for Quote | Call for Quote
TC-DX ELECTRICAL | TC-DX ELECTRICAL INSERT OPTIONS |  |  | Unknown | Unknown | Unknown | Call for Quote | Call for Quote
TC-DX FILTERS | TC-DX FILTER OPTIONS |  |  | Unknown | Unknown | Unknown | Call for Quote | Call for Quote
TC-DX FRAMES | TC-DX FRAME AND COIL OPTIONS |  |  | Unknown | Unknown | Unknown | Call for Quote | Call for Quote
TC-DX HUMIDITY | TC-DX HUMIDITY OPTIONS |  |  | Unknown | Unknown | Unknown | Call for Quote | Call for Quote
TC-DX PIPING | TC-DX PIPING OPTIONS |  |  | Unknown | Unknown | Unknown | Call for Quote | Call for Quote
TC-DX REFRIDG | TC-DX REFRIGERATION SPECIALTY OPTIONS |  |  | Unknown | Unknown | Unknown | Call for Quote | Call for Quote
TC-DX REHEAT | TC-DX REHEAT OPTIONS |  |  | Unknown | Unknown | Unknown | Call for Quote | Call for Quote
TD F3 G-L SCCR PROTECTION (11) | TD 0511-0611 G-L SCCR PROTECTION (11) |  |  | Unknown | Unknown | Unknown | Call for Quote | Call for Quote
TD F3 SCCR PROTECTION (11) | TD 0511-0611D SCCR PROTECTION (11) |  |  | Unknown | Unknown | Unknown | Call for Quote | Call for Quote
TDAV0511D ACCESSORIES (7) | TDAV0511D ACCESSORIES (7) |  |  | Unknown | Unknown | Unknown | Call for Quote | Call for Quote
TDAV0511D AIR FILTER (5) | TDAV0511D AIR FILTER (5) |  |  | Unknown | Unknown | Unknown | Call for Quote | Call for Quote
TDAV0511D COMMON ASSY (0) | TDAV0511D COMMON ASSY (0) |  |  | Unknown | Unknown | Unknown | Call for Quote | Call for Quote
TDAV0511D DAMPER (10) | TDAV0511D DAMPER (10) |  |  | Unknown | Unknown | Unknown | Call for Quote | Call for Quote
TDAV0511D ELEC ACCY (12) | TDAV0511D ELEC ACCY (12) |  |  | Unknown | Unknown | Unknown | Call for Quote | Call for Quote
TDAV0511D ELEC HEAT (8) | TDAV0511D ELEC HEAT (8) |  |  | Unknown | Unknown | Unknown | Call for Quote | Call for Quote
TDAV0511D HEATING (9) | TDAV0511D HEATING (9) |  |  | Unknown | Unknown | Unknown | Call for Quote | Call for Quote
TDAV0511D MICROPROCESSER (2) | TDAV0511D MICROPROCESSER (2) |  |  | Unknown | Unknown | Unknown | Call for Quote | Call for Quote
TDAV0511D PACKING (14) | TDAV0511D PACKING (14) |  |  | Unknown | Unknown | Unknown | Call for Quote | Call for Quote
TDAV0511D PANELS (13) | TDAV0511D PANELS (13) |  |  | Unknown | Unknown | Unknown | Call for Quote | Call for Quote
TDAV0511D REFRIGERANT (3) | TDAV0511D REFRIGERANT (3) |  |  | Unknown | Unknown | Unknown | Call for Quote | Call for Quote
TDAV0511D VERSION (4) | TDAV0511D VERSION (4) |  |  | Unknown | Unknown | Unknown | Call for Quote | Call for Quote
TDAV0511G ACCESSORIES (7) | TDAV0511G ACCESSORIES (7) |  |  | Unknown | Unknown | Unknown | Call for Quote | Call for Quote
TDAV0511G AIR FILTER (5) | TDAV0511G AIR FILTER (5) |  |  | Unknown | Unknown | Unknown | Call for Quote | Call for Quote
TDAV0511G COMMON ASSY (0) | TDAV0511G COMMON ASSY (0) |  |  | Unknown | Unknown | Unknown | Call for Quote | Call for Quote
TDAV0511G DAMPER (10) | TDAV0511G DAMPER (10) |  |  | Unknown | Unknown | Unknown | Call for Quote | Call for Quote
TDAV0511G ELEC ACCY (12) | TDAV0511G ELEC ACCY (12) |  |  | Unknown | Unknown | Unknown | Call for Quote | Call for Quote
TDAV0511G ELEC HEAT (8) | TDAV0511G ELEC HEAT (8) |  |  | Unknown | Unknown | Unknown | Call for Quote | Call for Quote
TDAV0511G HEATING (9) | TDAV0511G HEATING (9) |  |  | Unknown | Unknown | Unknown | Call for Quote | Call for Quote
TDAV0511G MICROPROCESSER (2) | TDAV0511G MICROPROCESSER (2) |  |  | Unknown | Unknown | Unknown | Call for Quote | Call for Quote
TDAV0511G PACKING (14) | TDAV0511G PACKING (14) |  |  | Unknown | Unknown | Unknown | Call for Quote | Call for Quote
TDAV0511G PANELS (13) | TDAV0511G PANELS (13) |  |  | Unknown | Unknown | Unknown | Call for Quote | Call for Quote
TDAV0511G REFRIGERANT (3) | TDAV0511G REFRIGERANT (3) |  |  | Unknown | Unknown | Unknown | Call for Quote | Call for Quote
TDAV0511G VERSION (4) | TDAV0511G VERSION (4) |  |  | Unknown | Unknown | Unknown | Call for Quote | Call for Quote
TDAV0511L ACCESSORIES (7) | TDAV0511L ACCESSORIES (7) |  |  | Unknown | Unknown | Unknown | Call for Quote | Call for Quote
TDAV0511L AIR FILTER (5) | TDAV0511L AIR FILTER (5) |  |  | Unknown | Unknown | Unknown | Call for Quote | Call for Quote
TDAV0511L COMMON ASSY (0) | TDAV0511L COMMON ASSY (0) |  |  | Unknown | Unknown | Unknown | Call for Quote | Call for Quote
TDAV0511L DAMPER (10) | TDAV0511L DAMPER (10) |  |  | Unknown | Unknown | Unknown | Call for Quote | Call for Quote
TDAV0511L ELEC ACCY (12) | TDAV0511L ELEC ACCY (12) |  |  | Unknown | Unknown | Unknown | Call for Quote | Call for Quote
TDAV0511L ELEC HEAT (8) | TDAV0511L ELEC HEAT (8) |  |  | Unknown | Unknown | Unknown | Call for Quote | Call for Quote
TDAV0511L HEATING (9) | TDAV0511L HEATING (9) |  |  | Unknown | Unknown | Unknown | Call for Quote | Call for Quote
TDAV0511L MICROPROCESSER (2) | TDAV0511L MICROPROCESSER (2) |  |  | Unknown | Unknown | Unknown | Call for Quote | Call for Quote
TDAV0511L PACKING (14) | TDAV0511L PACKING (14) |  |  | Unknown | Unknown | Unknown | Call for Quote | Call for Quote
TDAV0511L PANELS (13) | TDAV0511L PANELS (13) |  |  | Unknown | Unknown | Unknown | Call for Quote | Call for Quote
TDAV0511L REFRIGERANT (3) | TDAV0511L REFRIGERANT (3) |  |  | Unknown | Unknown | Unknown | Call for Quote | Call for Quote
TDAV0511L VERSION (4) | TDAV0511L VERSION (4) |  |  | Unknown | Unknown | Unknown | Call for Quote | Call for Quote
TDAV0611D ACCESSORIES (7) | TDAV0611D ACCESSORIES (7) |  |  | Unknown | Unknown | Unknown | Call for Quote | Call for Quote
TDAV0611D AIR FILTER (5) | TDAV0611D AIR FILTER (5) |  |  | Unknown | Unknown | Unknown | Call for Quote | Call for Quote
TDAV0611D COMMON ASSY (0) | TDAV0611D COMMON ASSY (0) |  |  | Unknown | Unknown | Unknown | Call for Quote | Call for Quote
TDAV0611D DAMPER (10) | TDAV0611D DAMPER (10) |  |  | Unknown | Unknown | Unknown | Call for Quote | Call for Quote
TDAV0611D ELEC ACCY (12) | TDAV0611D ELEC ACCY (12) |  |  | Unknown | Unknown | Unknown | Call for Quote | Call for Quote
TDAV0611D ELEC HEAT (8) | TDAV0611D ELEC HEAT (8) |  |  | Unknown | Unknown | Unknown | Call for Quote | Call for Quote
TDAV0611D HEATING (9) | TDAV0611D HEATING (9) |  |  | Unknown | Unknown | Unknown | Call for Quote | Call for Quote
TDAV0611D MICROPROCESSER (2) | TDAV0611D MICROPROCESSER (2) |  |  | Unknown | Unknown | Unknown | Call for Quote | Call for Quote
TDAV0611D PACKING (14) | TDAV0611D PACKING (14) |  |  | Unknown | Unknown | Unknown | Call for Quote | Call for Quote
TDAV0611D PANELS (13) | TDAV0611D PANELS (13) |  |  | Unknown | Unknown | Unknown | Call for Quote | Call for Quote
TDAV0611D REFRIGERANT (3) | TDAV0611D REFRIGERANT (3) |  |  | Unknown | Unknown | Unknown | Call for Quote | Call for Quote
TDAV0611D VERSION (4) | TDAV0611D VERSION (4) |  |  | Unknown | Unknown | Unknown | Call for Quote | Call for Quote
TDAV0611G ACCESSORIES (7) | TDAV0611G ACCESSORIES (7) |  |  | Unknown | Unknown | Unknown | Call for Quote | Call for Quote
TDAV0611G AIR FILTER (5) | TDAV0611G AIR FILTER (5) |  |  | Unknown | Unknown | Unknown | Call for Quote | Call for Quote
TDAV0611G COMMON ASSY (0) | TDAV0611G COMMON ASSY (0) |  |  | Unknown | Unknown | Unknown | Call for Quote | Call for Quote
TDAV0611G DAMPER (10) | TDAV0611G DAMPER (10) |  |  | Unknown | Unknown | Unknown | Call for Quote | Call for Quote
TDAV0611G ELEC ACCY (12) | TDAV0611G ELEC ACCY (12) |  |  | Unknown | Unknown | Unknown | Call for Quote | Call for Quote
TDAV0611G ELEC HEAT (8) | TDAV0611G ELEC HEAT (8) |  |  | Unknown | Unknown | Unknown | Call for Quote | Call for Quote
TDAV0611G HEATING (9) | TDAV0611G HEATING (9) |  |  | Unknown | Unknown | Unknown | Call for Quote | Call for Quote
TDAV0611G MICROPROCESSER (2) | TDAV0611G MICROPROCESSER (2) |  |  | Unknown | Unknown | Unknown | Call for Quote | Call for Quote
TDAV0611G PACKING (14) | TDAV0611G PACKING (14) |  |  | Unknown | Unknown | Unknown | Call for Quote | Call for Quote
TDAV0611G PANELS (13) | TDAV0611G PANELS (13) |  |  | Unknown | Unknown | Unknown | Call for Quote | Call for Quote
TDAV0611G REFRIGERANT (3) | TDAV0611G REFRIGERANT (3) |  |  | Unknown | Unknown | Unknown | Call for Quote | Call for Quote
TDAV0611G VERSION (4) | TDAV0611G VERSION (4) |  |  | Unknown | Unknown | Unknown | Call for Quote | Call for Quote
TDAV0611L ACCESSORIES (7) | TDAV0611L ACCESSORIES (7) |  |  | Unknown | Unknown | Unknown | Call for Quote | Call for Quote
TDAV0611L AIR FILTER (5) | TDAV0611L AIR FILTER (5) |  |  | Unknown | Unknown | Unknown | Call for Quote | Call for Quote
TDAV0611L COMMON ASSY (0) | TDAV0611L COMMON ASSY (0) |  |  | Unknown | Unknown | Unknown | Call for Quote | Call for Quote
TDAV0611L DAMPER (10) | TDAV0611L DAMPER (10) |  |  | Unknown | Unknown | Unknown | Call for Quote | Call for Quote
TDAV0611L ELEC ACCY (12) | TDAV0611L ELEC ACCY (12) |  |  | Unknown | Unknown | Unknown | Call for Quote | Call for Quote
TDAV0611L ELEC HEAT (8) | TDAV0611L ELEC HEAT (8) |  |  | Unknown | Unknown | Unknown | Call for Quote | Call for Quote
TDAV0611L HEATING (9) | TDAV0611L HEATING (9) |  |  | Unknown | Unknown | Unknown | Call for Quote | Call for Quote
TDAV0611L MICROPROCESSER (2) | TDAV0611L MICROPROCESSER (2) |  |  | Unknown | Unknown | Unknown | Call for Quote | Call for Quote
TDAV0611L PACKING (14) | TDAV0611L PACKING (14) |  |  | Unknown | Unknown | Unknown | Call for Quote | Call for Quote
TDAV0611L PANELS (13) | TDAV0611L PANELS (13) |  |  | Unknown | Unknown | Unknown | Call for Quote | Call for Quote
TDAV0611L REFRIGERANT (3) | TDAV0611L REFRIGERANT (3) |  |  | Unknown | Unknown | Unknown | Call for Quote | Call for Quote
TDAV0611L VERSION (4) | TDAV0611L VERSION (4) |  |  | Unknown | Unknown | Unknown | Call for Quote | Call for Quote
TDAV0921D ACCESSORIES (7) | TDAV0921D ACCESSORIES (7) |  |  | Unknown | Unknown | Unknown | Call for Quote | Call for Quote
TDAV0921D AIR FILTER (5) | TDAV0921D AIR FILTER (5) |  |  | Unknown | Unknown | Unknown | Call for Quote | Call for Quote
TDAV0921D COMMON ASSY (0) | TDAV0921D COMMON ASSY (0) |  |  | Unknown | Unknown | Unknown | Call for Quote | Call for Quote
TDAV0921D DAMPER (10) | TDAV0921D DAMPER (10) |  |  | Unknown | Unknown | Unknown | Call for Quote | Call for Quote
TDAV0921D ELEC ACCY (12) | TDAV0921D ELEC ACCY (12) |  |  | Unknown | Unknown | Unknown | Call for Quote | Call for Quote
TDAV0921D ELEC HEAT (8) | TDAV0921D ELEC HEAT (8) |  |  | Unknown | Unknown | Unknown | Call for Quote | Call for Quote
TDAV0921D HEATING (9) | TDAV0921D HEATING (9) |  |  | Unknown | Unknown | Unknown | Call for Quote | Call for Quote
TDAV0921D MICROPROCESSER (2) | TDAV0921D MICROPROCESSER (2) |  |  | Unknown | Unknown | Unknown | Call for Quote | Call for Quote
TDAV0921D PACKING (14) | TDAV0921D PACKING (14) |  |  | Unknown | Unknown | Unknown | Call for Quote | Call for Quote
TDAV0921D PANELS (13) | TDAV0921D PANELS (13) |  |  | Unknown | Unknown | Unknown | Call for Quote | Call for Quote
TDAV0921D REFRIGERANT (3) | TDAV0921D REFRIGERANT (3) |  |  | Unknown | Unknown | Unknown | Call for Quote | Call for Quote
TDAV0921D VERSION (4) | TDAV0921D VERSION (4) |  |  | Unknown | Unknown | Unknown | Call for Quote | Call for Quote
TDAV0921G ACCESSORIES (7) | TDAV0921G ACCESSORIES (7) |  |  | Unknown | Unknown | Unknown | Call for Quote | Call for Quote
TDAV0921G AIR FILTER (5) | TDAV0921G AIR FILTER (5) |  |  | Unknown | Unknown | Unknown | Call for Quote | Call for Quote
TDAV0921G COMMON ASSY (0) | TDAV0921G COMMON ASSY (0) |  |  | Unknown | Unknown | Unknown | Call for Quote | Call for Quote
TDAV0921G DAMPER (10) | TDAV0921G DAMPER (10) |  |  | Unknown | Unknown | Unknown | Call for Quote | Call for Quote
TDAV0921G ELEC ACCY (12) | TDAV0921G ELEC ACCY (12) |  |  | Unknown | Unknown | Unknown | Call for Quote | Call for Quote
TDAV0921G ELEC HEAT (8) | TDAV0921G ELEC HEAT (8) |  |  | Unknown | Unknown | Unknown | Call for Quote | Call for Quote
TDAV0921G HEATING (9) | TDAV0921G HEATING (9) |  |  | Unknown | Unknown | Unknown | Call for Quote | Call for Quote
TDAV0921G MICROPROCESSER (2) | TDAV0921G MICROPROCESSER (2) |  |  | Unknown | Unknown | Unknown | Call for Quote | Call for Quote
TDAV0921G PACKING (14) | TDAV0921G PACKING (14) |  |  | Unknown | Unknown | Unknown | Call for Quote | Call for Quote
TDAV0921G PANELS (13) | TDAV0921G PANELS (13) |  |  | Unknown | Unknown | Unknown | Call for Quote | Call for Quote
TDAV0921G REFRIGERANT (3) | TDAV0921G REFRIGERANT (3) |  |  | Unknown | Unknown | Unknown | Call for Quote | Call for Quote
TDAV0921G VERSION (4) | TDAV0921G VERSION (4) |  |  | Unknown | Unknown | Unknown | Call for Quote | Call for Quote
TDAV0921L ACCESSORIES (7) | TDAV0921L ACCESSORIES (7) |  |  | Unknown | Unknown | Unknown | Call for Quote | Call for Quote
TDAV0921L AIR FILTER (5) | TDAV0921L AIR FILTER (5) |  |  | Unknown | Unknown | Unknown | Call for Quote | Call for Quote
TDAV0921L COMMON ASSY (0) | TDAV0921L COMMON ASSY (0) |  |  | Unknown | Unknown | Unknown | Call for Quote | Call for Quote
TDAV0921L DAMPER (10) | TDAV0921L DAMPER (10) |  |  | Unknown | Unknown | Unknown | Call for Quote | Call for Quote
TDAV0921L ELEC ACCY (12) | TDAV0921L ELEC ACCY (12) |  |  | Unknown | Unknown | Unknown | Call for Quote | Call for Quote
TDAV0921L ELEC HEAT (8) | TDAV0921L ELEC HEAT (8) |  |  | Unknown | Unknown | Unknown | Call for Quote | Call for Quote
TDAV0921L HEATING (9) | TDAV0921L HEATING (9) |  |  | Unknown | Unknown | Unknown | Call for Quote | Call for Quote
TDAV0921L MICROPROCESSER (2) | TDAV0921L MICROPROCESSER (2) |  |  | Unknown | Unknown | Unknown | Call for Quote | Call for Quote
TDAV0921L PACKING (14) | TDAV0921L PACKING (14) |  |  | Unknown | Unknown | Unknown | Call for Quote | Call for Quote
TDAV0921L PANELS (13) | TDAV0921L PANELS (13) |  |  | Unknown | Unknown | Unknown | Call for Quote | Call for Quote
TDAV0921L REFRIGERANT (3) | TDAV0921L REFRIGERANT (3) |  |  | Unknown | Unknown | Unknown | Call for Quote | Call for Quote
TDAV0921L VERSION (4) | TDAV0921L VERSION (4) |  |  | Unknown | Unknown | Unknown | Call for Quote | Call for Quote
TDAV1121D ACCESSORIES (7) | TDAV1121D ACCESSORIES (7) |  |  | Unknown | Unknown | Unknown | Call for Quote | Call for Quote
TDAV1121D AIR FILTER (5) | TDAV1121D AIR FILTER (5) |  |  | Unknown | Unknown | Unknown | Call for Quote | Call for Quote
TDAV1121D COMMON ASSY (0) | TDAV1121D COMMON ASSY (0) |  |  | Unknown | Unknown | Unknown | Call for Quote | Call for Quote
TDAV1121D DAMPER (10) | TDAV1121D DAMPER (10) |  |  | Unknown | Unknown | Unknown | Call for Quote | Call for Quote
TDAV1121D ELEC ACCY (12) | TDAV1121D ELEC ACCY (12) |  |  | Unknown | Unknown | Unknown | Call for Quote | Call for Quote
TDAV1121D ELEC HEAT (8) | TDAV1121D ELEC HEAT (8) |  |  | Unknown | Unknown | Unknown | Call for Quote | Call for Quote
TDAV1121D HEATING (9) | TDAV1121D HEATING (9) |  |  | Unknown | Unknown | Unknown | Call for Quote | Call for Quote
TDAV1121D MICROPROCESSER (2) | TDAV1121D MICROPROCESSER (2) |  |  | Unknown | Unknown | Unknown | Call for Quote | Call for Quote
TDAV1121D PACKING (14) | TDAV1121D PACKING (14) |  |  | Unknown | Unknown | Unknown | Call for Quote | Call for Quote
TDAV1121D PANELS (13) | TDAV1121D PANELS (13) |  |  | Unknown | Unknown | Unknown | Call for Quote | Call for Quote
TDAV1121D REFRIGERANT (3) | TDAV1121D REFRIGERANT (3) |  |  | Unknown | Unknown | Unknown | Call for Quote | Call for Quote
TDAV1121D VERSION (4) | TDAV1121D VERSION (4) |  |  | Unknown | Unknown | Unknown | Call for Quote | Call for Quote
TDAV1121G ACCESSORIES (7) | TDAV1121G ACCESSORIES (7) |  |  | Unknown | Unknown | Unknown | Call for Quote | Call for Quote
TDAV1121G AIR FILTER (5) | TDAV1121G AIR FILTER (5) |  |  | Unknown | Unknown | Unknown | Call for Quote | Call for Quote
TDAV1121G COMMON ASSY (0) | TDAV1121G COMMON ASSY (0) |  |  | Unknown | Unknown | Unknown | Call for Quote | Call for Quote
TDAV1121G DAMPER (10) | TDAV1121G DAMPER (10) |  |  | Unknown | Unknown | Unknown | Call for Quote | Call for Quote
TDAV1121G ELEC ACCY (12) | TDAV1121G ELEC ACCY (12) |  |  | Unknown | Unknown | Unknown | Call for Quote | Call for Quote
TDAV1121G ELEC HEAT (8) | TDAV1121G ELEC HEAT (8) |  |  | Unknown | Unknown | Unknown | Call for Quote | Call for Quote
TDAV1121G HEATING (9) | TDAV1121G HEATING (9) |  |  | Unknown | Unknown | Unknown | Call for Quote | Call for Quote
TDAV1121G MICROPROCESSER (2) | TDAV1121G MICROPROCESSER (2) |  |  | Unknown | Unknown | Unknown | Call for Quote | Call for Quote
TDAV1121G PACKING (14) | TDAV1121G PACKING (14) |  |  | Unknown | Unknown | Unknown | Call for Quote | Call for Quote
TDAV1121G PANELS (13) | TDAV1121G PANELS (13) |  |  | Unknown | Unknown | Unknown | Call for Quote | Call for Quote
TDAV1121G REFRIGERANT (3) | TDAV1121G REFRIGERANT (3) |  |  | Unknown | Unknown | Unknown | Call for Quote | Call for Quote
TDAV1121G VERSION (4) | TDAV1121G VERSION (4) |  |  | Unknown | Unknown | Unknown | Call for Quote | Call for Quote
TDAV1121L ACCESSORIES (7) | TDAV1121L ACCESSORIES (7) |  |  | Unknown | Unknown | Unknown | Call for Quote | Call for Quote
TDAV1121L AIR FILTER (5) | TDAV1121L AIR FILTER (5) |  |  | Unknown | Unknown | Unknown | Call for Quote | Call for Quote
TDAV1121L COMMON ASSY (0) | TDAV1121L COMMON ASSY (0) |  |  | Unknown | Unknown | Unknown | Call for Quote | Call for Quote
TDAV1121L DAMPER (10) | TDAV1121L DAMPER (10) |  |  | Unknown | Unknown | Unknown | Call for Quote | Call for Quote
TDAV1121L ELEC ACCY (12) | TDAV1121L ELEC ACCY (12) |  |  | Unknown | Unknown | Unknown | Call for Quote | Call for Quote
TDAV1121L ELEC HEAT (8) | TDAV1121L ELEC HEAT (8) |  |  | Unknown | Unknown | Unknown | Call for Quote | Call for Quote
TDAV1121L HEATING (9) | TDAV1121L HEATING (9) |  |  | Unknown | Unknown | Unknown | Call for Quote | Call for Quote
TDAV1121L MICROPROCESSER (2) | TDAV1121L MICROPROCESSER (2) |  |  | Unknown | Unknown | Unknown | Call for Quote | Call for Quote
TDAV1121L PACKING (14) | TDAV1121L PACKING (14) |  |  | Unknown | Unknown | Unknown | Call for Quote | Call for Quote
TDAV1121L PANELS (13) | TDAV1121L PANELS (13) |  |  | Unknown | Unknown | Unknown | Call for Quote | Call for Quote
TDAV1121L REFRIGERANT (3) | TDAV1121L REFRIGERANT (3) |  |  | Unknown | Unknown | Unknown | Call for Quote | Call for Quote
TDAV1121L VERSION (4) | TDAV1121L VERSION (4) |  |  | Unknown | Unknown | Unknown | Call for Quote | Call for Quote
TDAV1422D ACCESSORIES (7) | TDAV1422D ACCESSORIES (7) |  |  | Unknown | Unknown | Unknown | Call for Quote | Call for Quote
TDAV1422D AIR FILTER (5) | TDAV1422D AIR FILTER (5) |  |  | Unknown | Unknown | Unknown | Call for Quote | Call for Quote
TDAV1422D COMMON ASSY (0) | TDAV1422D COMMON ASSY (0) |  |  | Unknown | Unknown | Unknown | Call for Quote | Call for Quote
TDAV1422D DAMPER (10) | TDAV1422D DAMPER (10) |  |  | Unknown | Unknown | Unknown | Call for Quote | Call for Quote
TDAV1422D ELEC ACCY (12) | TDAV1422D ELEC ACCY (12) |  |  | Unknown | Unknown | Unknown | Call for Quote | Call for Quote
TDAV1422D ELEC HEAT (8) | TDAV1422D ELEC HEAT (8) |  |  | Unknown | Unknown | Unknown | Call for Quote | Call for Quote
TDAV1422D HEATING (9) | TDAV1422D HEATING (9) |  |  | Unknown | Unknown | Unknown | Call for Quote | Call for Quote
TDAV1422D MICROPROCESSER (2) | TDAV1422D MICROPROCESSER (2) |  |  | Unknown | Unknown | Unknown | Call for Quote | Call for Quote
TDAV1422D PACKING (14) | TDAV1422D PACKING (14) |  |  | Unknown | Unknown | Unknown | Call for Quote | Call for Quote
TDAV1422D PANELS (13) | TDAV1422D PANELS (13) |  |  | Unknown | Unknown | Unknown | Call for Quote | Call for Quote
TDAV1422D REFRIGERANT (3) | TDAV1422D REFRIGERANT (3) |  |  | Unknown | Unknown | Unknown | Call for Quote | Call for Quote
TDAV1422D VERSION (4) | TDAV1422D VERSION (4) |  |  | Unknown | Unknown | Unknown | Call for Quote | Call for Quote
TDAV1422G ACCESSORIES (7) | TDAV1422G ACCESSORIES (7) |  |  | Unknown | Unknown | Unknown | Call for Quote | Call for Quote
TDAV1422G AIR FILTER (5) | TDAV1422G AIR FILTER (5) |  |  | Unknown | Unknown | Unknown | Call for Quote | Call for Quote
TDAV1422G COMMON ASSY (0) | TDAV1422G COMMON ASSY (0) |  |  | Unknown | Unknown | Unknown | Call for Quote | Call for Quote
TDAV1422G DAMPER (10) | TDAV1422G DAMPER (10) |  |  | Unknown | Unknown | Unknown | Call for Quote | Call for Quote
TDAV1422G ELEC ACCY (12) | TDAV1422G ELEC ACCY (12) |  |  | Unknown | Unknown | Unknown | Call for Quote | Call for Quote
TDAV1422G ELEC HEAT (8) | TDAV1422G ELEC HEAT (8) |  |  | Unknown | Unknown | Unknown | Call for Quote | Call for Quote
TDAV1422G HEATING (9) | TDAV1422G HEATING (9) |  |  | Unknown | Unknown | Unknown | Call for Quote | Call for Quote
TDAV1422G MICROPROCESSER (2) | TDAV1422G MICROPROCESSER (2) |  |  | Unknown | Unknown | Unknown | Call for Quote | Call for Quote
TDAV1422G PACKING (14) | TDAV1422G PACKING (14) |  |  | Unknown | Unknown | Unknown | Call for Quote | Call for Quote
TDAV1422G PANELS (13) | TDAV1422G PANELS (13) |  |  | Unknown | Unknown | Unknown | Call for Quote | Call for Quote
TDAV1422G REFRIGERANT (3) | TDAV1422G REFRIGERANT (3) |  |  | Unknown | Unknown | Unknown | Call for Quote | Call for Quote
TDAV1422G VERSION (4) | TDAV1422G VERSION (4) |  |  | Unknown | Unknown | Unknown | Call for Quote | Call for Quote
TDAV1422L ACCESSORIES (7) | TDAV1422L ACCESSORIES (7) |  |  | Unknown | Unknown | Unknown | Call for Quote | Call for Quote
TDAV1422L AIR FILTER (5) | TDAV1422L AIR FILTER (5) |  |  | Unknown | Unknown | Unknown | Call for Quote | Call for Quote
TDAV1422L COMMON ASSY (0) | TDAV1422L COMMON ASSY (0) |  |  | Unknown | Unknown | Unknown | Call for Quote | Call for Quote
TDAV1422L DAMPER (10) | TDAV1422L DAMPER (10) |  |  | Unknown | Unknown | Unknown | Call for Quote | Call for Quote
TDAV1422L ELEC ACCY (12) | TDAV1422L ELEC ACCY (12) |  |  | Unknown | Unknown | Unknown | Call for Quote | Call for Quote
TDAV1422L ELEC HEAT (8) | TDAV1422L ELEC HEAT (8) |  |  | Unknown | Unknown | Unknown | Call for Quote | Call for Quote
TDAV1422L HEATING (9) | TDAV1422L HEATING (9) |  |  | Unknown | Unknown | Unknown | Call for Quote | Call for Quote
TDAV1422L MICROPROCESSER (2) | TDAV1422L MICROPROCESSER (2) |  |  | Unknown | Unknown | Unknown | Call for Quote | Call for Quote
TDAV1422L PACKING (14) | TDAV1422L PACKING (14) |  |  | Unknown | Unknown | Unknown | Call for Quote | Call for Quote
TDAV1422L PANELS (13) | TDAV1422L PANELS (13) |  |  | Unknown | Unknown | Unknown | Call for Quote | Call for Quote
TDAV1422L REFRIGERANT (3) | TDAV1422L REFRIGERANT (3) |  |  | Unknown | Unknown | Unknown | Call for Quote | Call for Quote
TDAV1422L VERSION (4) | TDAV1422L VERSION (4) |  |  | Unknown | Unknown | Unknown | Call for Quote | Call for Quote
TDAV1622D ACCESSORIES (7) | TDAV1622D ACCESSORIES (7) |  |  | Unknown | Unknown | Unknown | Call for Quote | Call for Quote
TDAV1622D AIR FILTER (5) | TDAV1622D AIR FILTER (5) |  |  | Unknown | Unknown | Unknown | Call for Quote | Call for Quote
TDAV1622D COMMON ASSY (0) | TDAV1622D COMMON ASSY (0) |  |  | Unknown | Unknown | Unknown | Call for Quote | Call for Quote
TDAV1622D DAMPER (10) | TDAV1622D DAMPER (10) |  |  | Unknown | Unknown | Unknown | Call for Quote | Call for Quote
TDAV1622D ELEC ACCY (12) | TDAV1622D ELEC ACCY (12) |  |  | Unknown | Unknown | Unknown | Call for Quote | Call for Quote
TDAV1622D ELEC HEAT (8) | TDAV1622D ELEC HEAT (8) |  |  | Unknown | Unknown | Unknown | Call for Quote | Call for Quote
TDAV1622D HEATING (9) | TDAV1622D HEATING (9) |  |  | Unknown | Unknown | Unknown | Call for Quote | Call for Quote
TDAV1622D MICROPROCESSER (2) | TDAV1622D MICROPROCESSER (2) |  |  | Unknown | Unknown | Unknown | Call for Quote | Call for Quote
TDAV1622D PACKING (14) | TDAV1622D PACKING (14) |  |  | Unknown | Unknown | Unknown | Call for Quote | Call for Quote
TDAV1622D PANELS (13) | TDAV1622D PANELS (13) |  |  | Unknown | Unknown | Unknown | Call for Quote | Call for Quote
TDAV1622D REFRIGERANT (3) | TDAV1622D REFRIGERANT (3) |  |  | Unknown | Unknown | Unknown | Call for Quote | Call for Quote
TDAV1622D VERSION (4) | TDAV1622D VERSION (4) |  |  | Unknown | Unknown | Unknown | Call for Quote | Call for Quote
TDAV1622G ACCESSORIES (7) | TDAV1622G ACCESSORIES (7) |  |  | Unknown | Unknown | Unknown | Call for Quote | Call for Quote
TDAV1622G AIR FILTER (5) | TDAV1622G AIR FILTER (5) |  |  | Unknown | Unknown | Unknown | Call for Quote | Call for Quote
TDAV1622G COMMON ASSY (0) | TDAV1622G COMMON ASSY (0) |  |  | Unknown | Unknown | Unknown | Call for Quote | Call for Quote
TDAV1622G DAMPER (10) | TDAV1622G DAMPER (10) |  |  | Unknown | Unknown | Unknown | Call for Quote | Call for Quote
TDAV1622G ELEC ACCY (12) | TDAV1622G ELEC ACCY (12) |  |  | Unknown | Unknown | Unknown | Call for Quote | Call for Quote
TDAV1622G ELEC HEAT (8) | TDAV1622G ELEC HEAT (8) |  |  | Unknown | Unknown | Unknown | Call for Quote | Call for Quote
TDAV1622G HEATING (9) | TDAV1622G HEATING (9) |  |  | Unknown | Unknown | Unknown | Call for Quote | Call for Quote
TDAV1622G MICROPROCESSER (2) | TDAV1622G MICROPROCESSER (2) |  |  | Unknown | Unknown | Unknown | Call for Quote | Call for Quote
TDAV1622G PACKING (14) | TDAV1622G PACKING (14) |  |  | Unknown | Unknown | Unknown | Call for Quote | Call for Quote
TDAV1622G PANELS (13) | TDAV1622G PANELS (13) |  |  | Unknown | Unknown | Unknown | Call for Quote | Call for Quote
TDAV1622G REFRIGERANT (3) | TDAV1622G REFRIGERANT (3) |  |  | Unknown | Unknown | Unknown | Call for Quote | Call for Quote
TDAV1622G VERSION (4) | TDAV1622G VERSION (4) |  |  | Unknown | Unknown | Unknown | Call for Quote | Call for Quote
TDAV1622L ACCESSORIES (7) | TDAV1622L ACCESSORIES (7) |  |  | Unknown | Unknown | Unknown | Call for Quote | Call for Quote
TDAV1622L AIR FILTER (5) | TDAV1622L AIR FILTER (5) |  |  | Unknown | Unknown | Unknown | Call for Quote | Call for Quote
TDAV1622L COMMON ASSY (0) | TDAV1622L COMMON ASSY (0) |  |  | Unknown | Unknown | Unknown | Call for Quote | Call for Quote
TDAV1622L DAMPER (10) | TDAV1622L DAMPER (10) |  |  | Unknown | Unknown | Unknown | Call for Quote | Call for Quote
TDAV1622L ELEC ACCY (12) | TDAV1622L ELEC ACCY (12) |  |  | Unknown | Unknown | Unknown | Call for Quote | Call for Quote
TDAV1622L ELEC HEAT (8) | TDAV1622L ELEC HEAT (8) |  |  | Unknown | Unknown | Unknown | Call for Quote | Call for Quote
TDAV1622L HEATING (9) | TDAV1622L HEATING (9) |  |  | Unknown | Unknown | Unknown | Call for Quote | Call for Quote
TDAV1622L MICROPROCESSER (2) | TDAV1622L MICROPROCESSER (2) |  |  | Unknown | Unknown | Unknown | Call for Quote | Call for Quote
TDAV1622L PACKING (14) | TDAV1622L PACKING (14) |  |  | Unknown | Unknown | Unknown | Call for Quote | Call for Quote
TDAV1622L PANELS (13) | TDAV1622L PANELS (13) |  |  | Unknown | Unknown | Unknown | Call for Quote | Call for Quote
TDAV1622L REFRIGERANT (3) | TDAV1622L REFRIGERANT (3) |  |  | Unknown | Unknown | Unknown | Call for Quote | Call for Quote
TDAV1622L VERSION (4) | TDAV1622L VERSION (4) |  |  | Unknown | Unknown | Unknown | Call for Quote | Call for Quote
TDAV1822D ACCESSORIES (7) | TDAV1822D ACCESSORIES (7) |  |  | Unknown | Unknown | Unknown | Call for Quote | Call for Quote
TDAV1822D AIR FILTER (5) | TDAV1822D AIR FILTER (5) |  |  | Unknown | Unknown | Unknown | Call for Quote | Call for Quote
TDAV1822D COMMON ASSY (0) | TDAV1822D COMMON ASSY (0) |  |  | Unknown | Unknown | Unknown | Call for Quote | Call for Quote
TDAV1822D DAMPER (10) | TDAV1822D DAMPER (10) |  |  | Unknown | Unknown | Unknown | Call for Quote | Call for Quote
TDAV1822D ELEC ACCY (12) | TDAV1822D ELEC ACCY (12) |  |  | Unknown | Unknown | Unknown | Call for Quote | Call for Quote
TDAV1822D ELEC HEAT (8) | TDAV1822D ELEC HEAT (8) |  |  | Unknown | Unknown | Unknown | Call for Quote | Call for Quote
TDAV1822D HEATING (9) | TDAV1822D HEATING (9) |  |  | Unknown | Unknown | Unknown | Call for Quote | Call for Quote
TDAV1822D MICROPROCESSER (2) | TDAV1822D MICROPROCESSER (2) |  |  | Unknown | Unknown | Unknown | Call for Quote | Call for Quote
TDAV1822D PACKING (14) | TDAV1822D PACKING (14) |  |  | Unknown | Unknown | Unknown | Call for Quote | Call for Quote
TDAV1822D PANELS (13) | TDAV1822D PANELS (13) |  |  | Unknown | Unknown | Unknown | Call for Quote | Call for Quote
TDAV1822D REFRIGERANT (3) | TDAV1822D REFRIGERANT (3) |  |  | Unknown | Unknown | Unknown | Call for Quote | Call for Quote
TDAV1822D VERSION (4) | TDAV1822D VERSION (4) |  |  | Unknown | Unknown | Unknown | Call for Quote | Call for Quote
TDAV1822G ACCESSORIES (7) | TDAV1822G ACCESSORIES (7) |  |  | Unknown | Unknown | Unknown | Call for Quote | Call for Quote
TDAV1822G AIR FILTER (5) | TDAV1822G AIR FILTER (5) |  |  | Unknown | Unknown | Unknown | Call for Quote | Call for Quote
TDAV1822G COMMON ASSY (0) | TDAV1822G COMMON ASSY (0) |  |  | Unknown | Unknown | Unknown | Call for Quote | Call for Quote
TDAV1822G DAMPER (10) | TDAV1822G DAMPER (10) |  |  | Unknown | Unknown | Unknown | Call for Quote | Call for Quote
TDAV1822G ELEC ACCY (12) | TDAV1822G ELEC ACCY (12) |  |  | Unknown | Unknown | Unknown | Call for Quote | Call for Quote
TDAV1822G ELEC HEAT (8) | TDAV1822G ELEC HEAT (8) |  |  | Unknown | Unknown | Unknown | Call for Quote | Call for Quote
TDAV1822G HEATING (9) | TDAV1822G HEATING (9) |  |  | Unknown | Unknown | Unknown | Call for Quote | Call for Quote
TDAV1822G MICROPROCESSER (2) | TDAV1822G MICROPROCESSER (2) |  |  | Unknown | Unknown | Unknown | Call for Quote | Call for Quote
TDAV1822G PACKING (14) | TDAV1822G PACKING (14) |  |  | Unknown | Unknown | Unknown | Call for Quote | Call for Quote
TDAV1822G PANELS (13) | TDAV1822G PANELS (13) |  |  | Unknown | Unknown | Unknown | Call for Quote | Call for Quote
TDAV1822G REFRIGERANT (3) | TDAV1822G REFRIGERANT (3) |  |  | Unknown | Unknown | Unknown | Call for Quote | Call for Quote
TDAV1822G VERSION (4) | TDAV1822G VERSION (4) |  |  | Unknown | Unknown | Unknown | Call for Quote | Call for Quote
TDAV1822L ACCESSORIES (7) | TDAV1822L ACCESSORIES (7) |  |  | Unknown | Unknown | Unknown | Call for Quote | Call for Quote
TDAV1822L AIR FILTER (5) | TDAV1822L AIR FILTER (5) |  |  | Unknown | Unknown | Unknown | Call for Quote | Call for Quote
TDAV1822L COMMON ASSY (0) | TDAV1822L COMMON ASSY (0) |  |  | Unknown | Unknown | Unknown | Call for Quote | Call for Quote
TDAV1822L DAMPER (10) | TDAV1822L DAMPER (10) |  |  | Unknown | Unknown | Unknown | Call for Quote | Call for Quote
TDAV1822L ELEC ACCY (12) | TDAV1822L ELEC ACCY (12) |  |  | Unknown | Unknown | Unknown | Call for Quote | Call for Quote
TDAV1822L ELEC HEAT (8) | TDAV1822L ELEC HEAT (8) |  |  | Unknown | Unknown | Unknown | Call for Quote | Call for Quote
TDAV1822L HEATING (9) | TDAV1822L HEATING (9) |  |  | Unknown | Unknown | Unknown | Call for Quote | Call for Quote
TDAV1822L MICROPROCESSER (2) | TDAV1822L MICROPROCESSER (2) |  |  | Unknown | Unknown | Unknown | Call for Quote | Call for Quote
TDAV1822L PACKING (14) | TDAV1822L PACKING (14) |  |  | Unknown | Unknown | Unknown | Call for Quote | Call for Quote
TDAV1822L PANELS (13) | TDAV1822L PANELS (13) |  |  | Unknown | Unknown | Unknown | Call for Quote | Call for Quote
TDAV1822L REFRIGERANT (3) | TDAV1822L REFRIGERANT (3) |  |  | Unknown | Unknown | Unknown | Call for Quote | Call for Quote
TDAV1822L VERSION (4) | TDAV1822L VERSION (4) |  |  | Unknown | Unknown | Unknown | Call for Quote | Call for Quote
TDAV2242D ACCESSORIES (7) | TDAV2242D ACCESSORIES (7) |  |  | Unknown | Unknown | Unknown | Call for Quote | Call for Quote
TDAV2242D AIR FILTER (5) | TDAV2242D AIR FILTER (5) |  |  | Unknown | Unknown | Unknown | Call for Quote | Call for Quote
TDAV2242D COMMON ASSY (0) | TDAV2242D COMMON ASSY (0) |  |  | Unknown | Unknown | Unknown | Call for Quote | Call for Quote
TDAV2242D DAMPER (10) | TDAV2242D DAMPER (10) |  |  | Unknown | Unknown | Unknown | Call for Quote | Call for Quote
TDAV2242D ELEC ACCY (12) | TDAV2242D ELEC ACCY (12) |  |  | Unknown | Unknown | Unknown | Call for Quote | Call for Quote
TDAV2242D ELEC HEAT (8) | TDAV2242D ELEC HEAT (8) |  |  | Unknown | Unknown | Unknown | Call for Quote | Call for Quote
TDAV2242D HEATING (9) | TDAV2242D HEATING (9) |  |  | Unknown | Unknown | Unknown | Call for Quote | Call for Quote
TDAV2242D MICROPROCESSER (2) | TDAV2242D MICROPROCESSER (2) |  |  | Unknown | Unknown | Unknown | Call for Quote | Call for Quote
TDAV2242D PACKING (14) | TDAV2242D PACKING (14) |  |  | Unknown | Unknown | Unknown | Call for Quote | Call for Quote
TDAV2242D PANELS (13) | TDAV2242D PANELS (13) |  |  | Unknown | Unknown | Unknown | Call for Quote | Call for Quote
TDAV2242D REFRIGERANT (3) | TDAV2242D REFRIGERANT (3) |  |  | Unknown | Unknown | Unknown | Call for Quote | Call for Quote
TDAV2242D VERSION (4) | TDAV2242D VERSION (4) |  |  | Unknown | Unknown | Unknown | Call for Quote | Call for Quote
TDAV2242G ACCESSORIES (7) | TDAV2242G ACCESSORIES (7) |  |  | Unknown | Unknown | Unknown | Call for Quote | Call for Quote
TDAV2242G AIR FILTER (5) | TDAV2242G AIR FILTER (5) |  |  | Unknown | Unknown | Unknown | Call for Quote | Call for Quote
TDAV2242G COMMON ASSY (0) | TDAV2242G COMMON ASSY (0) |  |  | Unknown | Unknown | Unknown | Call for Quote | Call for Quote
TDAV2242G DAMPER (10) | TDAV2242G DAMPER (10) |  |  | Unknown | Unknown | Unknown | Call for Quote | Call for Quote
TDAV2242G ELEC ACCY (12) | TDAV2242G ELEC ACCY (12) |  |  | Unknown | Unknown | Unknown | Call for Quote | Call for Quote
TDAV2242G ELEC HEAT (8) | TDAV2242G ELEC HEAT (8) |  |  | Unknown | Unknown | Unknown | Call for Quote | Call for Quote
TDAV2242G HEATING (9) | TDAV2242G HEATING (9) |  |  | Unknown | Unknown | Unknown | Call for Quote | Call for Quote
TDAV2242G MICROPROCESSER (2) | TDAV2242G MICROPROCESSER (2) |  |  | Unknown | Unknown | Unknown | Call for Quote | Call for Quote
TDAV2242G MICROPROSSER (2) | TDAV2242G MICROPROSSER (2) |  |  | Unknown | Unknown | Unknown | Call for Quote | Call for Quote
TDAV2242G PACKING (14) | TDAV2242G PACKING (14) |  |  | Unknown | Unknown | Unknown | Call for Quote | Call for Quote
TDAV2242G PANELS (13) | TDAV2242G PANELS (13) |  |  | Unknown | Unknown | Unknown | Call for Quote | Call for Quote
TDAV2242G REFRIGERANT (3) | TDAV2242G REFRIGERANT (3) |  |  | Unknown | Unknown | Unknown | Call for Quote | Call for Quote
TDAV2242G VERSION (4) | TDAV2242G VERSION (4) |  |  | Unknown | Unknown | Unknown | Call for Quote | Call for Quote
TDAV2242L ACCESSORIES (7) | TDAV2242L ACCESSORIES (7) |  |  | Unknown | Unknown | Unknown | Call for Quote | Call for Quote
TDAV2242L AIR FILTER (5) | TDAV2242L AIR FILTER (5) |  |  | Unknown | Unknown | Unknown | Call for Quote | Call for Quote
TDAV2242L COMMON ASSY (0) | TDAV2242L COMMON ASSY (0) |  |  | Unknown | Unknown | Unknown | Call for Quote | Call for Quote
TDAV2242L DAMPER (10) | TDAV2242L DAMPER (10) |  |  | Unknown | Unknown | Unknown | Call for Quote | Call for Quote
TDAV2242L ELEC ACCY (12) | TDAV2242L ELEC ACCY (12) |  |  | Unknown | Unknown | Unknown | Call for Quote | Call for Quote
TDAV2242L ELEC HEAT (8) | TDAV2242L ELEC HEAT (8) |  |  | Unknown | Unknown | Unknown | Call for Quote | Call for Quote
TDAV2242L HEATING (9) | TDAV2242L HEATING (9) |  |  | Unknown | Unknown | Unknown | Call for Quote | Call for Quote
TDAV2242L MICROPROCESSER (2) | TDAV2242L MICROPROCESSER (2) |  |  | Unknown | Unknown | Unknown | Call for Quote | Call for Quote
TDAV2242L PACKING (14) | TDAV2242L PACKING (14) |  |  | Unknown | Unknown | Unknown | Call for Quote | Call for Quote
TDAV2242L PANELS (13) | TDAV2242L PANELS (13) |  |  | Unknown | Unknown | Unknown | Call for Quote | Call for Quote
TDAV2242L REFRIGERANT (3) | TDAV2242L REFRIGERANT (3) |  |  | Unknown | Unknown | Unknown | Call for Quote | Call for Quote
TDAV2242L VERSION (4) | TDAV2242L VERSION (4) |  |  | Unknown | Unknown | Unknown | Call for Quote | Call for Quote
TDAV2542D ACCESSORIES (7) | TDAV2542D ACCESSORIES (7) |  |  | Unknown | Unknown | Unknown | Call for Quote | Call for Quote
TDAV2542D AIR FILTER (5) | TDAV2542D AIR FILTER (5) |  |  | Unknown | Unknown | Unknown | Call for Quote | Call for Quote
TDAV2542D COMMON ASSY (0) | TDAV2542D COMMON ASSY (0) |  |  | Unknown | Unknown | Unknown | Call for Quote | Call for Quote
TDAV2542D DAMPER (10) | TDAV2542D DAMPER (10) |  |  | Unknown | Unknown | Unknown | Call for Quote | Call for Quote
TDAV2542D ELEC ACCY (12) | TDAV2542D ELEC ACCY (12) |  |  | Unknown | Unknown | Unknown | Call for Quote | Call for Quote
TDAV2542D ELEC HEAT (8) | TDAV2542D ELEC HEAT (8) |  |  | Unknown | Unknown | Unknown | Call for Quote | Call for Quote
TDAV2542D HEATING (9) | TDAV2542D HEATING (9) |  |  | Unknown | Unknown | Unknown | Call for Quote | Call for Quote
TDAV2542D MICROPROCESSER (2) | TDAV2542D MICROPROCESSER (2) |  |  | Unknown | Unknown | Unknown | Call for Quote | Call for Quote
TDAV2542D PACKING (14) | TDAV2542D PACKING (14) |  |  | Unknown | Unknown | Unknown | Call for Quote | Call for Quote
TDAV2542D PANELS (13) | TDAV2542D PANELS (13) |  |  | Unknown | Unknown | Unknown | Call for Quote | Call for Quote
TDAV2542D REFRIGERANT (3) | TDAV2542D REFRIGERANT (3) |  |  | Unknown | Unknown | Unknown | Call for Quote | Call for Quote
TDAV2542D VERSION (4) | TDAV2542D VERSION (4) |  |  | Unknown | Unknown | Unknown | Call for Quote | Call for Quote
TDAV2542G ACCESSORIES (7) | TDAV2542G ACCESSORIES (7) |  |  | Unknown | Unknown | Unknown | Call for Quote | Call for Quote
TDAV2542G AIR FILTER (5) | TDAV2542G AIR FILTER (5) |  |  | Unknown | Unknown | Unknown | Call for Quote | Call for Quote
TDAV2542G COMMON ASSY (0) | TDAV2542G COMMON ASSY (0) |  |  | Unknown | Unknown | Unknown | Call for Quote | Call for Quote
TDAV2542G DAMPER (10) | TDAV2542G DAMPER (10) |  |  | Unknown | Unknown | Unknown | Call for Quote | Call for Quote
TDAV2542G ELEC ACCY (12) | TDAV2542G ELEC ACCY (12) |  |  | Unknown | Unknown | Unknown | Call for Quote | Call for Quote
TDAV2542G ELEC HEAT (8) | TDAV2542G ELEC HEAT (8) |  |  | Unknown | Unknown | Unknown | Call for Quote | Call for Quote
TDAV2542G HEATING (9) | TDAV2542G HEATING (9) |  |  | Unknown | Unknown | Unknown | Call for Quote | Call for Quote
TDAV2542G MICROPROCESSER (2) | TDAV2542G MICROPROCESSER (2) |  |  | Unknown | Unknown | Unknown | Call for Quote | Call for Quote
TDAV2542G PACKING (14) | TDAV2542G PACKING (14) |  |  | Unknown | Unknown | Unknown | Call for Quote | Call for Quote
TDAV2542G PANELS (13) | TDAV2542G PANELS (13) |  |  | Unknown | Unknown | Unknown | Call for Quote | Call for Quote
TDAV2542G REFRIGERANT (3) | TDAV2542G REFRIGERANT (3) |  |  | Unknown | Unknown | Unknown | Call for Quote | Call for Quote
TDAV2542G VERSION (4) | TDAV2542G VERSION (4) |  |  | Unknown | Unknown | Unknown | Call for Quote | Call for Quote
TDAV2542L ACCESSORIES (7) | TDAV2542L ACCESSORIES (7) |  |  | Unknown | Unknown | Unknown | Call for Quote | Call for Quote
TDAV2542L AIR FILTER (5) | TDAV2542L AIR FILTER (5) |  |  | Unknown | Unknown | Unknown | Call for Quote | Call for Quote
TDAV2542L COMMON ASSY (0) | TDAV2542L COMMON ASSY (0) |  |  | Unknown | Unknown | Unknown | Call for Quote | Call for Quote
TDAV2542L DAMPER (10) | TDAV2542L DAMPER (10) |  |  | Unknown | Unknown | Unknown | Call for Quote | Call for Quote
TDAV2542L ELEC ACCY (12) | TDAV2542L ELEC ACCY (12) |  |  | Unknown | Unknown | Unknown | Call for Quote | Call for Quote
TDAV2542L ELEC HEAT (8) | TDAV2542L ELEC HEAT (8) |  |  | Unknown | Unknown | Unknown | Call for Quote | Call for Quote
TDAV2542L HEATING (9) | TDAV2542L HEATING (9) |  |  | Unknown | Unknown | Unknown | Call for Quote | Call for Quote
TDAV2542L MICROPROCESSER (2) | TDAV2542L MICROPROCESSER (2) |  |  | Unknown | Unknown | Unknown | Call for Quote | Call for Quote
TDAV2542L PACKING (14) | TDAV2542L PACKING (14) |  |  | Unknown | Unknown | Unknown | Call for Quote | Call for Quote
TDAV2542L PANELS (13) | TDAV2542L PANELS (13) |  |  | Unknown | Unknown | Unknown | Call for Quote | Call for Quote
TDAV2542L REFRIGERANT (3) | TDAV2542L REFRIGERANT (3) |  |  | Unknown | Unknown | Unknown | Call for Quote | Call for Quote
TDAV2542L VERSION (4) | TDAV2542L VERSION (4) |  |  | Unknown | Unknown | Unknown | Call for Quote | Call for Quote
TDAV3342D ACCESSORIES (7) | TDAV3342D ACCESSORIES (7) |  |  | Unknown | Unknown | Unknown | Call for Quote | Call for Quote
TDAV3342D AIR FILTER (5) | TDAV3342D AIR FILTER (5) |  |  | Unknown | Unknown | Unknown | Call for Quote | Call for Quote
TDAV3342D COMMON ASSY (0) | TDAV3342D COMMON ASSY (0) |  |  | Unknown | Unknown | Unknown | Call for Quote | Call for Quote
TDAV3342D DAMPER (10) | TDAV3342D DAMPER (10) |  |  | Unknown | Unknown | Unknown | Call for Quote | Call for Quote
TDAV3342D ELEC ACCY (12) | TDAV3342D ELEC ACCY (12) |  |  | Unknown | Unknown | Unknown | Call for Quote | Call for Quote
TDAV3342D ELEC HEAT (8) | TDAV3342D ELEC HEAT (8) |  |  | Unknown | Unknown | Unknown | Call for Quote | Call for Quote
TDAV3342D HEATING (9) | TDAV3342D HEATING (9) |  |  | Unknown | Unknown | Unknown | Call for Quote | Call for Quote
TDAV3342D MICROPROCESSER (2) | TDAV3342D MICROPROCESSER (2) |  |  | Unknown | Unknown | Unknown | Call for Quote | Call for Quote
TDAV3342D PACKING (14) | TDAV3342D PACKING (14) |  |  | Unknown | Unknown | Unknown | Call for Quote | Call for Quote
TDAV3342D PANELS (13) | TDAV3342D PANELS (13) |  |  | Unknown | Unknown | Unknown | Call for Quote | Call for Quote
TDAV3342D REFRIGERANT (3) | TDAV3342D REFRIGERANT (3) |  |  | Unknown | Unknown | Unknown | Call for Quote | Call for Quote
TDAV3342D VERSION (4) | TDAV3342D VERSION (4) |  |  | Unknown | Unknown | Unknown | Call for Quote | Call for Quote
TDAV3342G ACCESSORIES (7) | TDAV3342G ACCESSORIES (7) |  |  | Unknown | Unknown | Unknown | Call for Quote | Call for Quote
TDAV3342G AIR FILTER (5) | TDAV3342G AIR FILTER (5) |  |  | Unknown | Unknown | Unknown | Call for Quote | Call for Quote
TDAV3342G COMMON ASSY (0) | TDAV3342G COMMON ASSY (0) |  |  | Unknown | Unknown | Unknown | Call for Quote | Call for Quote
TDAV3342G DAMPER (10) | TDAV3342G DAMPER (10) |  |  | Unknown | Unknown | Unknown | Call for Quote | Call for Quote
TDAV3342G ELEC ACCY (12) | TDAV3342G ELEC ACCY (12) |  |  | Unknown | Unknown | Unknown | Call for Quote | Call for Quote
TDAV3342G ELEC HEAT (8) | TDAV3342G ELEC HEAT (8) |  |  | Unknown | Unknown | Unknown | Call for Quote | Call for Quote
TDAV3342G HEATING (9) | TDAV3342G HEATING (9) |  |  | Unknown | Unknown | Unknown | Call for Quote | Call for Quote
TDAV3342G MICROPROCESSER (2) | TDAV3342G MICROPROCESSER (2) |  |  | Unknown | Unknown | Unknown | Call for Quote | Call for Quote
TDAV3342G PACKING (14) | TDAV3342G PACKING (14) |  |  | Unknown | Unknown | Unknown | Call for Quote | Call for Quote
TDAV3342G PANELS (13) | TDAV3342G PANELS (13) |  |  | Unknown | Unknown | Unknown | Call for Quote | Call for Quote
TDAV3342G REFRIGERANT (3) | TDAV3342G REFRIGERANT (3) |  |  | Unknown | Unknown | Unknown | Call for Quote | Call for Quote
TDAV3342G VERSION (4) | TDAV3342G VERSION (4) |  |  | Unknown | Unknown | Unknown | Call for Quote | Call for Quote
TDAV3342L ACCESSORIES (7) | TDAV3342L ACCESSORIES (7) |  |  | Unknown | Unknown | Unknown | Call for Quote | Call for Quote
TDAV3342L AIR FILTER (5) | TDAV3342L AIR FILTER (5) |  |  | Unknown | Unknown | Unknown | Call for Quote | Call for Quote
TDAV3342L COMMON ASSY (0) | TDAV3342L COMMON ASSY (0) |  |  | Unknown | Unknown | Unknown | Call for Quote | Call for Quote
TDAV3342L DAMPER (10) | TDAV3342L DAMPER (10) |  |  | Unknown | Unknown | Unknown | Call for Quote | Call for Quote
TDAV3342L ELEC ACCY (12) | TDAV3342L ELEC ACCY (12) |  |  | Unknown | Unknown | Unknown | Call for Quote | Call for Quote
TDAV3342L ELEC HEAT (8) | TDAV3342L ELEC HEAT (8) |  |  | Unknown | Unknown | Unknown | Call for Quote | Call for Quote
TDAV3342L HEATING (9) | TDAV3342L HEATING (9) |  |  | Unknown | Unknown | Unknown | Call for Quote | Call for Quote
TDAV3342L MICROPROCESSER (2) | TDAV3342L MICROPROCESSER (2) |  |  | Unknown | Unknown | Unknown | Call for Quote | Call for Quote
TDAV3342L PACKING (14) | TDAV3342L PACKING (14) |  |  | Unknown | Unknown | Unknown | Call for Quote | Call for Quote
TDAV3342L PANELS (13) | TDAV3342L PANELS (13) |  |  | Unknown | Unknown | Unknown | Call for Quote | Call for Quote
TDAV3342L REFRIGERANT (3) | TDAV3342L REFRIGERANT (3) |  |  | Unknown | Unknown | Unknown | Call for Quote | Call for Quote
TDAV3342L VERSION (4) | TDAV3342L VERSION (4) |  |  | Unknown | Unknown | Unknown | Call for Quote | Call for Quote
TDCV0700D ACCESSORIES (7) | TDCV0700D ACCESSORIES (7) |  |  | Unknown | Unknown | Unknown | Call for Quote | Call for Quote
TDCV0700D AIR FILTER (5) | TDCV0700D AIR FILTER (5) |  |  | Unknown | Unknown | Unknown | Call for Quote | Call for Quote
TDCV0700D COMMON ASSY (0) | TDCV0700D COMMON ASSY (0) |  |  | Unknown | Unknown | Unknown | Call for Quote | Call for Quote
TDCV0700D DAMPER (10) | TDCV0700D DAMPER (10) |  |  | Unknown | Unknown | Unknown | Call for Quote | Call for Quote
TDCV0700D ELEC ACCY (11) | TDCV0700D ELEC ACCY (11) |  |  | Unknown | Unknown | Unknown | Call for Quote | Call for Quote
TDCV0700D ELEC HEAT (8) | TDCV0700D ELEC HEAT (8) |  |  | Unknown | Unknown | Unknown | Call for Quote | Call for Quote
TDCV0700D HEATING (9) | TDCV0700D HEATING (9) |  |  | Unknown | Unknown | Unknown | Call for Quote | Call for Quote
TDCV0700D MICROPROSSER (2) | TDCV0700D MICROPROSSER (2) |  |  | Unknown | Unknown | Unknown | Call for Quote | Call for Quote
TDCV0700D PACKING (14) | TDCV0700D PACKING (14) |  |  | Unknown | Unknown | Unknown | Call for Quote | Call for Quote
TDCV0700D PANELS (13) | TDCV0700D PANELS (13) |  |  | Unknown | Unknown | Unknown | Call for Quote | Call for Quote
TDCV0700D VALVE (3) | TDCV0700D VALVE (3) |  |  | Unknown | Unknown | Unknown | Call for Quote | Call for Quote
TDCV0700D VERSION (4) | TDCV0700D VERSION (4) |  |  | Unknown | Unknown | Unknown | Call for Quote | Call for Quote
TDCV0700G ACCESSORIES (7) | TDCV0700G ACCESSORIES (7) |  |  | Unknown | Unknown | Unknown | Call for Quote | Call for Quote
TDCV0700G AIR FILTER (5) | TDCV0700G AIR FILTER (5) |  |  | Unknown | Unknown | Unknown | Call for Quote | Call for Quote
TDCV0700G COMMON ASSY (0) | TDCV0700G COMMON ASSY (0) |  |  | Unknown | Unknown | Unknown | Call for Quote | Call for Quote
TDCV0700G DAMPER (10) | TDCV0700G DAMPER (10) |  |  | Unknown | Unknown | Unknown | Call for Quote | Call for Quote
TDCV0700G ELEC ACCY (11) | TDCV0700G ELEC ACCY (11) |  |  | Unknown | Unknown | Unknown | Call for Quote | Call for Quote
TDCV0700G ELEC HEAT (8) | TDCV0700G ELEC HEAT (8) |  |  | Unknown | Unknown | Unknown | Call for Quote | Call for Quote
TDCV0700G HEATING (9) | TDCV0700G HEATING (9) |  |  | Unknown | Unknown | Unknown | Call for Quote | Call for Quote
TDCV0700G MICROPROSSER (2) | TDCV0700G MICROPROSSER (2) |  |  | Unknown | Unknown | Unknown | Call for Quote | Call for Quote
TDCV0700G PACKING (14) | TDCV0700G PACKING (14) |  |  | Unknown | Unknown | Unknown | Call for Quote | Call for Quote
TDCV0700G PANELS (13) | TDCV0700G PANELS (13) |  |  | Unknown | Unknown | Unknown | Call for Quote | Call for Quote
TDCV0700G VALVE (3) | TDCV0700G VALVE (3) |  |  | Unknown | Unknown | Unknown | Call for Quote | Call for Quote
TDCV0700G VERSION (4) | TDCV0700G VERSION (4) |  |  | Unknown | Unknown | Unknown | Call for Quote | Call for Quote
TDCV1000D ACCESSORIES (7) | TDCV1000D ACCESSORIES (7) |  |  | Unknown | Unknown | Unknown | Call for Quote | Call for Quote
TDCV1000D AIR FILTER (5) | TDCV1000D AIR FILTER (5) |  |  | Unknown | Unknown | Unknown | Call for Quote | Call for Quote
TDCV1000D COMMON ASSY (0) | TDCV1000D COMMON ASSY (0) |  |  | Unknown | Unknown | Unknown | Call for Quote | Call for Quote
TDCV1000D DAMPER (10) | TDCV1000D DAMPER (10) |  |  | Unknown | Unknown | Unknown | Call for Quote | Call for Quote
TDCV1000D ELEC ACCY (11) | TDCV1000D ELEC ACCY (11) |  |  | Unknown | Unknown | Unknown | Call for Quote | Call for Quote
TDCV1000D ELEC HEAT (8) | TDCV1000D ELEC HEAT (8) |  |  | Unknown | Unknown | Unknown | Call for Quote | Call for Quote
TDCV1000D HEATING (9) | TDCV1000D HEATING (9) |  |  | Unknown | Unknown | Unknown | Call for Quote | Call for Quote
TDCV1000D MICROPROSSER (2) | TDCV1000D MICROPROSSER (2) |  |  | Unknown | Unknown | Unknown | Call for Quote | Call for Quote
TDCV1000D PACKING (14) | TDCV1000D PACKING (14) |  |  | Unknown | Unknown | Unknown | Call for Quote | Call for Quote
TDCV1000D PANELS (13) | TDCV1000D PANELS (13) |  |  | Unknown | Unknown | Unknown | Call for Quote | Call for Quote
TDCV1000D VALVE (3) | TDCV1000D VALVE (3) |  |  | Unknown | Unknown | Unknown | Call for Quote | Call for Quote
TDCV1000D VERSION (4) | TDCV1000D VERSION (4) |  |  | Unknown | Unknown | Unknown | Call for Quote | Call for Quote
TDCV1000G ACCESSORIES (7) | TDCV1000G ACCESSORIES (7) |  |  | Unknown | Unknown | Unknown | Call for Quote | Call for Quote
TDCV1000G AIR FILTER (5) | TDCV1000G AIR FILTER (5) |  |  | Unknown | Unknown | Unknown | Call for Quote | Call for Quote
TDCV1000G COMMON ASSY (0) | TDCV1000G COMMON ASSY (0) |  |  | Unknown | Unknown | Unknown | Call for Quote | Call for Quote
TDCV1000G DAMPER (10) | TDCV1000G DAMPER (10) |  |  | Unknown | Unknown | Unknown | Call for Quote | Call for Quote
TDCV1000G ELEC ACCY (11) | TDCV1000G ELEC ACCY (11) |  |  | Unknown | Unknown | Unknown | Call for Quote | Call for Quote
TDCV1000G ELEC HEAT (8) | TDCV1000G ELEC HEAT (8) |  |  | Unknown | Unknown | Unknown | Call for Quote | Call for Quote
TDCV1000G HEATING (9) | TDCV1000G HEATING (9) |  |  | Unknown | Unknown | Unknown | Call for Quote | Call for Quote
TDCV1000G MICROPROSSER (2) | TDCV1000G MICROPROSSER (2) |  |  | Unknown | Unknown | Unknown | Call for Quote | Call for Quote
TDCV1000G PACKING (14) | TDCV1000G PACKING (14) |  |  | Unknown | Unknown | Unknown | Call for Quote | Call for Quote
TDCV1000G PANELS (13) | TDCV1000G PANELS (13) |  |  | Unknown | Unknown | Unknown | Call for Quote | Call for Quote
TDCV1000G VALVE (3) | TDCV1000G VALVE (3) |  |  | Unknown | Unknown | Unknown | Call for Quote | Call for Quote
TDCV1000G VERSION (4) | TDCV1000G VERSION (4) |  |  | Unknown | Unknown | Unknown | Call for Quote | Call for Quote
TDCV1200D ACCESSORIES (7) | TDCV1200D ACCESSORIES (7) |  |  | Unknown | Unknown | Unknown | Call for Quote | Call for Quote
TDCV1200D AIR FILTER (5) | TDCV1200D AIR FILTER (5) |  |  | Unknown | Unknown | Unknown | Call for Quote | Call for Quote
TDCV1200D COMMON ASSY (0) | TDCV1200D COMMON ASSY (0) |  |  | Unknown | Unknown | Unknown | Call for Quote | Call for Quote
TDCV1200D DAMPER (10) | TDCV1200D DAMPER (10) |  |  | Unknown | Unknown | Unknown | Call for Quote | Call for Quote
TDCV1200D ELEC ACCY (11) | TDCV1200D ELEC ACCY (11) |  |  | Unknown | Unknown | Unknown | Call for Quote | Call for Quote
TDCV1200D ELEC HEAT (8) | TDCV1200D ELEC HEAT (8) |  |  | Unknown | Unknown | Unknown | Call for Quote | Call for Quote
TDCV1200D HEATING (9) | TDCV1200D HEATING (9) |  |  | Unknown | Unknown | Unknown | Call for Quote | Call for Quote
TDCV1200D MICROPROSSER (2) | TDCV1200D MICROPROSSER (2) |  |  | Unknown | Unknown | Unknown | Call for Quote | Call for Quote
TDCV1200D PACKING (14) | TDCV1200D PACKING (14) |  |  | Unknown | Unknown | Unknown | Call for Quote | Call for Quote
TDCV1200D PANELS (13) | TDCV1200D PANELS (13) |  |  | Unknown | Unknown | Unknown | Call for Quote | Call for Quote
TDCV1200D VALVE (3) | TDCV1200D VALVE (3) |  |  | Unknown | Unknown | Unknown | Call for Quote | Call for Quote
TDCV1200D VERSION (4) | TDCV1200D VERSION (4) |  |  | Unknown | Unknown | Unknown | Call for Quote | Call for Quote
TDCV1200G ACCESSORIES (7) | TDCV1200G ACCESSORIES (7) |  |  | Unknown | Unknown | Unknown | Call for Quote | Call for Quote
TDCV1200G AIR FILTER (5) | TDCV1200G AIR FILTER (5) |  |  | Unknown | Unknown | Unknown | Call for Quote | Call for Quote
TDCV1200G COMMON ASSY (0) | TDCV1200G COMMON ASSY (0) |  |  | Unknown | Unknown | Unknown | Call for Quote | Call for Quote
TDCV1200G DAMPER (10) | TDCV1200G DAMPER (10) |  |  | Unknown | Unknown | Unknown | Call for Quote | Call for Quote
TDCV1200G ELEC ACCY (11) | TDCV1200G ELEC ACCY (11) |  |  | Unknown | Unknown | Unknown | Call for Quote | Call for Quote
TDCV1200G ELEC HEAT (8) | TDCV1200G ELEC HEAT (8) |  |  | Unknown | Unknown | Unknown | Call for Quote | Call for Quote
TDCV1200G HEATING (9) | TDCV1200G HEATING (9) |  |  | Unknown | Unknown | Unknown | Call for Quote | Call for Quote
TDCV1200G MICROPROSSER (2) | TDCV1200G MICROPROSSER (2) |  |  | Unknown | Unknown | Unknown | Call for Quote | Call for Quote
TDCV1200G PACKING (14) | TDCV1200G PACKING (14) |  |  | Unknown | Unknown | Unknown | Call for Quote | Call for Quote
TDCV1200G PANELS (13) | TDCV1200G PANELS (13) |  |  | Unknown | Unknown | Unknown | Call for Quote | Call for Quote
TDCV1200G VALVE (3) | TDCV1200G VALVE (3) |  |  | Unknown | Unknown | Unknown | Call for Quote | Call for Quote
TDCV1200G VERSION (4) | TDCV1200G VERSION (4) |  |  | Unknown | Unknown | Unknown | Call for Quote | Call for Quote
TDCV1700D ACCESSORIES (7) | TDCV1700D ACCESSORIES (7) |  |  | Unknown | Unknown | Unknown | Call for Quote | Call for Quote
TDCV1700D AIR FILTER (5) | TDCV1700D AIR FILTER (5) |  |  | Unknown | Unknown | Unknown | Call for Quote | Call for Quote
TDCV1700D COMMON ASSY (0) | TDCV1700D COMMON ASSY (0) |  |  | Unknown | Unknown | Unknown | Call for Quote | Call for Quote
TDCV1700D DAMPER (10) | TDCV1700D DAMPER (10) |  |  | Unknown | Unknown | Unknown | Call for Quote | Call for Quote
TDCV1700D ELEC ACCY (11) | TDCV1700D ELEC ACCY (11) |  |  | Unknown | Unknown | Unknown | Call for Quote | Call for Quote
TDCV1700D ELEC HEAT (8) | TDCV1700D ELEC HEAT (8) |  |  | Unknown | Unknown | Unknown | Call for Quote | Call for Quote
TDCV1700D HEATING (9) | TDCV1700D HEATING (9) |  |  | Unknown | Unknown | Unknown | Call for Quote | Call for Quote
TDCV1700D MICROPROSSER (2) | TDCV1700D MICROPROSSER (2) |  |  | Unknown | Unknown | Unknown | Call for Quote | Call for Quote
TDCV1700D PACKING (14) | TDCV1700D PACKING (14) |  |  | Unknown | Unknown | Unknown | Call for Quote | Call for Quote
TDCV1700D PANELS (13) | TDCV1700D PANELS (13) |  |  | Unknown | Unknown | Unknown | Call for Quote | Call for Quote
TDCV1700D VALVE (3) | TDCV1700D VALVE (3) |  |  | Unknown | Unknown | Unknown | Call for Quote | Call for Quote
TDCV1700D VERSION (4) | TDCV1700D VERSION (4) |  |  | Unknown | Unknown | Unknown | Call for Quote | Call for Quote
TDCV1700G ACCESSORIES (7) | TDCV1700G ACCESSORIES (7) |  |  | Unknown | Unknown | Unknown | Call for Quote | Call for Quote
TDCV1700G AIR FILTER (5) | TDCV1700G AIR FILTER (5) |  |  | Unknown | Unknown | Unknown | Call for Quote | Call for Quote
TDCV1700G COMMON ASSY (0) | TDCV1700G COMMON ASSY (0) |  |  | Unknown | Unknown | Unknown | Call for Quote | Call for Quote
TDCV1700G DAMPER (10) | TDCV1700G DAMPER (10) |  |  | Unknown | Unknown | Unknown | Call for Quote | Call for Quote
TDCV1700G ELEC ACCY (11) | TDCV1700G ELEC ACCY (11) |  |  | Unknown | Unknown | Unknown | Call for Quote | Call for Quote
TDCV1700G ELEC HEAT (8) | TDCV1700G ELEC HEAT (8) |  |  | Unknown | Unknown | Unknown | Call for Quote | Call for Quote
TDCV1700G HEATING (9) | TDCV1700G HEATING (9) |  |  | Unknown | Unknown | Unknown | Call for Quote | Call for Quote
TDCV1700G MICROPROSSER (2) | TDCV1700G MICROPROSSER (2) |  |  | Unknown | Unknown | Unknown | Call for Quote | Call for Quote
TDCV1700G PACKING (14) | TDCV1700G PACKING (14) |  |  | Unknown | Unknown | Unknown | Call for Quote | Call for Quote
TDCV1700G PANELS (13) | TDCV1700G PANELS (13) |  |  | Unknown | Unknown | Unknown | Call for Quote | Call for Quote
TDCV1700G VALVE (3) | TDCV1700G VALVE (3) |  |  | Unknown | Unknown | Unknown | Call for Quote | Call for Quote
TDCV1700G VERSION (4) | TDCV1700G VERSION (4) |  |  | Unknown | Unknown | Unknown | Call for Quote | Call for Quote
TDCV2500D ACCESSORIES (7) | TDCV2500D ACCESSORIES (7) |  |  | Unknown | Unknown | Unknown | Call for Quote | Call for Quote
TDCV2500D AIR FILTER (5) | TDCV2500D AIR FILTER (5) |  |  | Unknown | Unknown | Unknown | Call for Quote | Call for Quote
TDCV2500D COMMON ASSY (0) | TDCV2500D COMMON ASSY (0) |  |  | Unknown | Unknown | Unknown | Call for Quote | Call for Quote
TDCV2500D DAMPER (10) | TDCV2500D DAMPER (10) |  |  | Unknown | Unknown | Unknown | Call for Quote | Call for Quote
TDCV2500D ELEC ACCY (11) | TDCV2500D ELEC ACCY (11) |  |  | Unknown | Unknown | Unknown | Call for Quote | Call for Quote
TDCV2500D ELEC HEAT (8) | TDCV2500D ELEC HEAT (8) |  |  | Unknown | Unknown | Unknown | Call for Quote | Call for Quote
TDCV2500D HEATING (9) | TDCV2500D HEATING (9) |  |  | Unknown | Unknown | Unknown | Call for Quote | Call for Quote
TDCV2500D MICROPROSSER (2) | TDCV2500D MICROPROSSER (2) |  |  | Unknown | Unknown | Unknown | Call for Quote | Call for Quote
TDCV2500D PACKING (14) | TDCV2500D PACKING (14) |  |  | Unknown | Unknown | Unknown | Call for Quote | Call for Quote
TDCV2500D PANELS (13) | TDCV2500D PANELS (13) |  |  | Unknown | Unknown | Unknown | Call for Quote | Call for Quote
TDCV2500D VALVE (3) | TDCV2500D VALVE (3) |  |  | Unknown | Unknown | Unknown | Call for Quote | Call for Quote
TDCV2500D VERSION (4) | TDCV2500D VERSION (4) |  |  | Unknown | Unknown | Unknown | Call for Quote | Call for Quote
TDCV2500G ACCESSORIES (7) | TDCV2500G ACCESSORIES (7) |  |  | Unknown | Unknown | Unknown | Call for Quote | Call for Quote
TDCV2500G AIR FILTER (5) | TDCV2500G AIR FILTER (5) |  |  | Unknown | Unknown | Unknown | Call for Quote | Call for Quote
TDCV2500G COMMON ASSY (0) | TDCV2500G COMMON ASSY (0) |  |  | Unknown | Unknown | Unknown | Call for Quote | Call for Quote
TDCV2500G DAMPER (10) | TDCV2500G DAMPER (10) |  |  | Unknown | Unknown | Unknown | Call for Quote | Call for Quote
TDCV2500G ELEC ACCY (11) | TDCV2500G ELEC ACCY (11) |  |  | Unknown | Unknown | Unknown | Call for Quote | Call for Quote
TDCV2500G ELEC HEAT (8) | TDCV2500G ELEC HEAT (8) |  |  | Unknown | Unknown | Unknown | Call for Quote | Call for Quote
TDCV2500G HEATING (9) | TDCV2500G HEATING (9) |  |  | Unknown | Unknown | Unknown | Call for Quote | Call for Quote
TDCV2500G MICROPROSSER (2) | TDCV2500G MICROPROSSER (2) |  |  | Unknown | Unknown | Unknown | Call for Quote | Call for Quote
TDCV2500G PACKING (14) | TDCV2500G PACKING (14) |  |  | Unknown | Unknown | Unknown | Call for Quote | Call for Quote
TDCV2500G PANELS (13) | TDCV2500G PANELS (13) |  |  | Unknown | Unknown | Unknown | Call for Quote | Call for Quote
TDCV2500G VALVE (3) | TDCV2500G VALVE (3) |  |  | Unknown | Unknown | Unknown | Call for Quote | Call for Quote
TDCV2500G VERSION (4) | TDCV2500G VERSION (4) |  |  | Unknown | Unknown | Unknown | Call for Quote | Call for Quote
TDCV3400D ACCESSORIES (7) | TDCV3400D ACCESSORIES (7) |  |  | Unknown | Unknown | Unknown | Call for Quote | Call for Quote
TDCV3400D AIR FILTER (5) | TDCV3400D AIR FILTER (5) |  |  | Unknown | Unknown | Unknown | Call for Quote | Call for Quote
TDCV3400D COMMON ASSY (0) | TDCV3400D COMMON ASSY (0) |  |  | Unknown | Unknown | Unknown | Call for Quote | Call for Quote
TDCV3400D DAMPER (10) | TDCV3400D DAMPER (10) |  |  | Unknown | Unknown | Unknown | Call for Quote | Call for Quote
TDCV3400D ELEC ACCY (11) | TDCV3400D ELEC ACCY (11) |  |  | Unknown | Unknown | Unknown | Call for Quote | Call for Quote
TDCV3400D ELEC HEAT (8) | TDCV3400D ELEC HEAT (8) |  |  | Unknown | Unknown | Unknown | Call for Quote | Call for Quote
TDCV3400D HEATING (9) | TDCV3400D HEATING (9) |  |  | Unknown | Unknown | Unknown | Call for Quote | Call for Quote
TDCV3400D MICROPROSSER (2) | TDCV3400D MICROPROSSER (2) |  |  | Unknown | Unknown | Unknown | Call for Quote | Call for Quote
TDCV3400D PACKING (14) | TDCV3400D PACKING (14) |  |  | Unknown | Unknown | Unknown | Call for Quote | Call for Quote
TDCV3400D PANELS (13) | TDCV3400D PANELS (13) |  |  | Unknown | Unknown | Unknown | Call for Quote | Call for Quote
TDCV3400D VALVE (3) | TDCV3400D VALVE (3) |  |  | Unknown | Unknown | Unknown | Call for Quote | Call for Quote
TDCV3400D VERSION (4) | TDCV3400D VERSION (4) |  |  | Unknown | Unknown | Unknown | Call for Quote | Call for Quote
TDCV3400G ACCESSORIES (7) | TDCV3400G ACCESSORIES (7) |  |  | Unknown | Unknown | Unknown | Call for Quote | Call for Quote
TDCV3400G AIR FILTER (5) | TDCV3400G AIR FILTER (5) |  |  | Unknown | Unknown | Unknown | Call for Quote | Call for Quote
TDCV3400G COMMON ASSY (0) | TDCV3400G COMMON ASSY (0) |  |  | Unknown | Unknown | Unknown | Call for Quote | Call for Quote
TDCV3400G DAMPER (10) | TDCV3400G DAMPER (10) |  |  | Unknown | Unknown | Unknown | Call for Quote | Call for Quote
TDCV3400G ELEC ACCY (11) | TDCV3400G ELEC ACCY (11) |  |  | Unknown | Unknown | Unknown | Call for Quote | Call for Quote
TDCV3400G ELEC HEAT (8) | TDCV3400G ELEC HEAT (8) |  |  | Unknown | Unknown | Unknown | Call for Quote | Call for Quote
TDCV3400G HEATING (9) | TDCV3400G HEATING (9) |  |  | Unknown | Unknown | Unknown | Call for Quote | Call for Quote
TDCV3400G MICROPROSSER (2) | TDCV3400G MICROPROSSER (2) |  |  | Unknown | Unknown | Unknown | Call for Quote | Call for Quote
TDCV3400G PACKING (14) | TDCV3400G PACKING (14) |  |  | Unknown | Unknown | Unknown | Call for Quote | Call for Quote
TDCV3400G PANELS (13) | TDCV3400G PANELS (13) |  |  | Unknown | Unknown | Unknown | Call for Quote | Call for Quote
TDCV3400G VALVE (3) | TDCV3400G VALVE (3) |  |  | Unknown | Unknown | Unknown | Call for Quote | Call for Quote
TDCV3400G VERSION (4) | TDCV3400G VERSION (4) |  |  | Unknown | Unknown | Unknown | Call for Quote | Call for Quote
TDCV4000D ACCESSORIES (7) | TDCV4000D ACCESSORIES (7) |  |  | Unknown | Unknown | Unknown | Call for Quote | Call for Quote
TDCV4000D AIR FILTER (5) | TDCV4000D AIR FILTER (5) |  |  | Unknown | Unknown | Unknown | Call for Quote | Call for Quote
TDCV4000D COMMON ASSY (0) | TDCV4000D COMMON ASSY (0) |  |  | Unknown | Unknown | Unknown | Call for Quote | Call for Quote
TDCV4000D DAMPER (10) | TDCV4000D DAMPER (10) |  |  | Unknown | Unknown | Unknown | Call for Quote | Call for Quote
TDCV4000D ELEC ACCY (11) | TDCV4000D ELEC ACCY (11) |  |  | Unknown | Unknown | Unknown | Call for Quote | Call for Quote
TDCV4000D ELEC HEAT (8) | TDCV4000D ELEC HEAT (8) |  |  | Unknown | Unknown | Unknown | Call for Quote | Call for Quote
TDCV4000D HEATING (9) | TDCV4000D HEATING (9) |  |  | Unknown | Unknown | Unknown | Call for Quote | Call for Quote
TDCV4000D MICROPROSSER (2) | TDCV4000D MICROPROSSER (2) |  |  | Unknown | Unknown | Unknown | Call for Quote | Call for Quote
TDCV4000D PACKING (14) | TDCV4000D PACKING (14) |  |  | Unknown | Unknown | Unknown | Call for Quote | Call for Quote
TDCV4000D PANELS (13) | TDCV4000D PANELS (13) |  |  | Unknown | Unknown | Unknown | Call for Quote | Call for Quote
TDCV4000D VALVE (3) | TDCV4000D VALVE (3) |  |  | Unknown | Unknown | Unknown | Call for Quote | Call for Quote
TDCV4000D VERSION (4) | TDCV4000D VERSION (4) |  |  | Unknown | Unknown | Unknown | Call for Quote | Call for Quote
TDCV4000G ACCESSORIES (7) | TDCV4000G ACCESSORIES (7) |  |  | Unknown | Unknown | Unknown | Call for Quote | Call for Quote
TDCV4000G AIR FILTER (5) | TDCV4000G AIR FILTER (5) |  |  | Unknown | Unknown | Unknown | Call for Quote | Call for Quote
TDCV4000G COMMON ASSY (0) | TDCV4000G COMMON ASSY (0) |  |  | Unknown | Unknown | Unknown | Call for Quote | Call for Quote
TDCV4000G DAMPER (10) | TDCV4000G DAMPER (10) |  |  | Unknown | Unknown | Unknown | Call for Quote | Call for Quote
TDCV4000G ELEC ACCY (11) | TDCV4000G ELEC ACCY (11) |  |  | Unknown | Unknown | Unknown | Call for Quote | Call for Quote
TDCV4000G ELEC HEAT (8) | TDCV4000G ELEC HEAT (8) |  |  | Unknown | Unknown | Unknown | Call for Quote | Call for Quote
TDCV4000G HEATING (9) | TDCV4000G HEATING (9) |  |  | Unknown | Unknown | Unknown | Call for Quote | Call for Quote
TDCV4000G MICROPROSSER (2) | TDCV4000G MICROPROSSER (2) |  |  | Unknown | Unknown | Unknown | Call for Quote | Call for Quote
TDCV4000G PACKING (14) | TDCV4000G PACKING (14) |  |  | Unknown | Unknown | Unknown | Call for Quote | Call for Quote
TDCV4000G PANELS (13) | TDCV4000G PANELS (13) |  |  | Unknown | Unknown | Unknown | Call for Quote | Call for Quote
TDCV4000G VALVE (3) | TDCV4000G VALVE (3) |  |  | Unknown | Unknown | Unknown | Call for Quote | Call for Quote
TDCV4000G VERSION (4) | TDCV4000G VERSION (4) |  |  | Unknown | Unknown | Unknown | Call for Quote | Call for Quote
TDCV4300D ACCESSORIES (7) | TDCV4300D ACCESSORIES (7) |  |  | Unknown | Unknown | Unknown | Call for Quote | Call for Quote
TDCV4300D AIR FILTER (5) | TDCV4300D AIR FILTER (5) |  |  | Unknown | Unknown | Unknown | Call for Quote | Call for Quote
TDCV4300D COMMON ASSY (0) | TDCV4300D COMMON ASSY (0) |  |  | Unknown | Unknown | Unknown | Call for Quote | Call for Quote
TDCV4300D DAMPER (10) | TDCV4300D DAMPER (10) |  |  | Unknown | Unknown | Unknown | Call for Quote | Call for Quote
TDCV4300D ELEC ACCY (11) | TDCV4300D ELEC ACCY (11) |  |  | Unknown | Unknown | Unknown | Call for Quote | Call for Quote
TDCV4300D ELEC HEAT (8) | TDCV4300D ELEC HEAT (8) |  |  | Unknown | Unknown | Unknown | Call for Quote | Call for Quote
TDCV4300D HEATING (9) | TDCV4300D HEATING (9) |  |  | Unknown | Unknown | Unknown | Call for Quote | Call for Quote
TDCV4300D MICROPROSSER (2) | TDCV4300D MICROPROSSER (2) |  |  | Unknown | Unknown | Unknown | Call for Quote | Call for Quote
TDCV4300D PACKING (14) | TDCV4300D PACKING (14) |  |  | Unknown | Unknown | Unknown | Call for Quote | Call for Quote
TDCV4300D PANELS (13) | TDCV4300D PANELS (13) |  |  | Unknown | Unknown | Unknown | Call for Quote | Call for Quote
TDCV4300D VALVE (3) | TDCV4300D VALVE (3) |  |  | Unknown | Unknown | Unknown | Call for Quote | Call for Quote
TDCV4300D VERSION (4) | TDCV4300D VERSION (4) |  |  | Unknown | Unknown | Unknown | Call for Quote | Call for Quote
TDCV4300G ACCESSORIES (7) | TDCV4300G ACCESSORIES (7) |  |  | Unknown | Unknown | Unknown | Call for Quote | Call for Quote
TDCV4300G AIR FILTER (5) | TDCV4300G AIR FILTER (5) |  |  | Unknown | Unknown | Unknown | Call for Quote | Call for Quote
TDCV4300G COMMON ASSY (0) | TDCV4300G COMMON ASSY (0) |  |  | Unknown | Unknown | Unknown | Call for Quote | Call for Quote
TDCV4300G DAMPER (10) | TDCV4300G DAMPER (10) |  |  | Unknown | Unknown | Unknown | Call for Quote | Call for Quote
TDCV4300G ELEC ACCY (11) | TDCV4300G ELEC ACCY (11) |  |  | Unknown | Unknown | Unknown | Call for Quote | Call for Quote
TDCV4300G ELEC HEAT (8) | TDCV4300G ELEC HEAT (8) |  |  | Unknown | Unknown | Unknown | Call for Quote | Call for Quote
TDCV4300G HEATING (9) | TDCV4300G HEATING (9) |  |  | Unknown | Unknown | Unknown | Call for Quote | Call for Quote
TDCV4300G MICROPROSSER (2) | TDCV4300G MICROPROSSER (2) |  |  | Unknown | Unknown | Unknown | Call for Quote | Call for Quote
TDCV4300G PACKING (14) | TDCV4300G PACKING (14) |  |  | Unknown | Unknown | Unknown | Call for Quote | Call for Quote
TDCV4300G PANELS (13) | TDCV4300G PANELS (13) |  |  | Unknown | Unknown | Unknown | Call for Quote | Call for Quote
TDCV4300G VALVE (3) | TDCV4300G VALVE (3) |  |  | Unknown | Unknown | Unknown | Call for Quote | Call for Quote
TDCV4300G VERSION (4) | TDCV4300G VERSION (4) |  |  | Unknown | Unknown | Unknown | Call for Quote | Call for Quote
TDDV0511D ACCESSORIES (7) | TDDV0511D ACCESSORIES (7) |  |  | Unknown | Unknown | Unknown | Call for Quote | Call for Quote
TDDV0511D AIR FILTER (5) | TDDV0511D AIR FILTER (5) |  |  | Unknown | Unknown | Unknown | Call for Quote | Call for Quote
TDDV0511D COMMON ASSY (0) | TDDV0511D COMMON ASSY (0) |  |  | Unknown | Unknown | Unknown | Call for Quote | Call for Quote
TDDV0511D DAMPER (10) | TDDV0511D DAMPER (10) |  |  | Unknown | Unknown | Unknown | Call for Quote | Call for Quote
TDDV0511D ELEC ACCY (12) | TDDV0511D ELEC ACCY (12) |  |  | Unknown | Unknown | Unknown | Call for Quote | Call for Quote
TDDV0511D ELEC HEAT (8) | TDDV0511D ELEC HEAT (8) |  |  | Unknown | Unknown | Unknown | Call for Quote | Call for Quote
TDDV0511D HEATING (9) | TDDV0511D HEATING (9) |  |  | Unknown | Unknown | Unknown | Call for Quote | Call for Quote
TDDV0511D MICROPROCESSER (2) | TDDV0511D MICROPROCESSER (2) |  |  | Unknown | Unknown | Unknown | Call for Quote | Call for Quote
TDDV0511D OTHER ACCY (11) | TDDV0511D OTHER ACCY (11) |  |  | Unknown | Unknown | Unknown | Call for Quote | Call for Quote
TDDV0511D PACKING (14) | TDDV0511D PACKING (14) |  |  | Unknown | Unknown | Unknown | Call for Quote | Call for Quote
TDDV0511D PANELS (13) | TDDV0511D PANELS (13) |  |  | Unknown | Unknown | Unknown | Call for Quote | Call for Quote
TDDV0511D REFRIGERANT (3) | TDDV0511D REFRIGERANT (3) |  |  | Unknown | Unknown | Unknown | Call for Quote | Call for Quote
TDDV0511D TWIN-COOL VALVE (6) | TDDV0511D TWIN-COOL VALVE (6) |  |  | Unknown | Unknown | Unknown | Call for Quote | Call for Quote
TDDV0511D VERSION (4) | TDDV0511D VERSION (4) |  |  | Unknown | Unknown | Unknown | Call for Quote | Call for Quote
TDDV0511G ACCESSORIES (7) | TDDV0511G ACCESSORIES (7) |  |  | Unknown | Unknown | Unknown | Call for Quote | Call for Quote
TDDV0511G AIR FILTER (5) | TDDV0511G AIR FILTER (5) |  |  | Unknown | Unknown | Unknown | Call for Quote | Call for Quote
TDDV0511G COMMON ASSY (0) | TDDV0511G COMMON ASSY (0) |  |  | Unknown | Unknown | Unknown | Call for Quote | Call for Quote
TDDV0511G DAMPER (10) | TDDV0511G DAMPER (10) |  |  | Unknown | Unknown | Unknown | Call for Quote | Call for Quote
TDDV0511G ELEC ACCY (12) | TDDV0511G ELEC ACCY (12) |  |  | Unknown | Unknown | Unknown | Call for Quote | Call for Quote
TDDV0511G ELEC HEAT (8) | TDDV0511G ELEC HEAT (8) |  |  | Unknown | Unknown | Unknown | Call for Quote | Call for Quote
TDDV0511G HEATING (9) | TDDV0511G HEATING (9) |  |  | Unknown | Unknown | Unknown | Call for Quote | Call for Quote
TDDV0511G MICROPROCESSER (2) | TDDV0511G MICROPROCESSER (2) |  |  | Unknown | Unknown | Unknown | Call for Quote | Call for Quote
TDDV0511G OTHER ACCY (11) | TDDV0511G OTHER ACCY (11) |  |  | Unknown | Unknown | Unknown | Call for Quote | Call for Quote
TDDV0511G PACKING (14) | TDDV0511G PACKING (14) |  |  | Unknown | Unknown | Unknown | Call for Quote | Call for Quote
TDDV0511G PANELS (13) | TDDV0511G PANELS (13) |  |  | Unknown | Unknown | Unknown | Call for Quote | Call for Quote
TDDV0511G REFRIGERANT (3) | TDDV0511G REFRIGERANT (3) |  |  | Unknown | Unknown | Unknown | Call for Quote | Call for Quote
TDDV0511G TWIN-COOL VALVE (6) | TDDV0511G TWIN-COOL VALVE (6) |  |  | Unknown | Unknown | Unknown | Call for Quote | Call for Quote
TDDV0511G VERSION (4) | TDDV0511G VERSION (4) |  |  | Unknown | Unknown | Unknown | Call for Quote | Call for Quote
TDDV0511L ACCESSORIES (7) | TDDV0511L ACCESSORIES (7) |  |  | Unknown | Unknown | Unknown | Call for Quote | Call for Quote
TDDV0511L AIR FILTER (5) | TDDV0511L AIR FILTER (5) |  |  | Unknown | Unknown | Unknown | Call for Quote | Call for Quote
TDDV0511L COMMON ASSY (0) | TDDV0511L COMMON ASSY (0) |  |  | Unknown | Unknown | Unknown | Call for Quote | Call for Quote
TDDV0511L DAMPER (10) | TDDV0511L DAMPER (10) |  |  | Unknown | Unknown | Unknown | Call for Quote | Call for Quote
TDDV0511L ELEC ACCY (12) | TDDV0511L ELEC ACCY (12) |  |  | Unknown | Unknown | Unknown | Call for Quote | Call for Quote
TDDV0511L ELEC HEAT (8) | TDDV0511L ELEC HEAT (8) |  |  | Unknown | Unknown | Unknown | Call for Quote | Call for Quote
TDDV0511L HEATING (9) | TDDV0511L HEATING (9) |  |  | Unknown | Unknown | Unknown | Call for Quote | Call for Quote
TDDV0511L MICROPROCESSER (2) | TDDV0511L MICROPROCESSER (2) |  |  | Unknown | Unknown | Unknown | Call for Quote | Call for Quote
TDDV0511L OTHER ACCY (11) | TDDV0511L OTHER ACCY (11) |  |  | Unknown | Unknown | Unknown | Call for Quote | Call for Quote
TDDV0511L PACKING (14) | TDDV0511L PACKING (14) |  |  | Unknown | Unknown | Unknown | Call for Quote | Call for Quote
TDDV0511L PANELS (13) | TDDV0511L PANELS (13) |  |  | Unknown | Unknown | Unknown | Call for Quote | Call for Quote
TDDV0511L REFRIGERANT (3) | TDDV0511L REFRIGERANT (3) |  |  | Unknown | Unknown | Unknown | Call for Quote | Call for Quote
TDDV0511L VERSION (4) | TDDV0511L VERSION (4) |  |  | Unknown | Unknown | Unknown | Call for Quote | Call for Quote
TDDV0611D ACCESSORIES (7) | TDDV0611D ACCESSORIES (7) |  |  | Unknown | Unknown | Unknown | Call for Quote | Call for Quote
TDDV0611D AIR FILTER (5) | TDDV0611D AIR FILTER (5) |  |  | Unknown | Unknown | Unknown | Call for Quote | Call for Quote
TDDV0611D COMMON ASSY (0) | TDDV0611D COMMON ASSY (0) |  |  | Unknown | Unknown | Unknown | Call for Quote | Call for Quote
TDDV0611D DAMPER (10) | TDDV0611D DAMPER (10) |  |  | Unknown | Unknown | Unknown | Call for Quote | Call for Quote
TDDV0611D ELEC ACCY (12) | TDDV0611D ELEC ACCY (12) |  |  | Unknown | Unknown | Unknown | Call for Quote | Call for Quote
TDDV0611D ELEC HEAT (8) | TDDV0611D ELEC HEAT (8) |  |  | Unknown | Unknown | Unknown | Call for Quote | Call for Quote
TDDV0611D HEATING (9) | TDDV0611D HEATING (9) |  |  | Unknown | Unknown | Unknown | Call for Quote | Call for Quote
TDDV0611D MICROPROCESSER (2) | TDDV0611D MICROPROCESSER (2) |  |  | Unknown | Unknown | Unknown | Call for Quote | Call for Quote
TDDV0611D OTHER ACCY (11) | TDDV0611D OTHER ACCY (11) |  |  | Unknown | Unknown | Unknown | Call for Quote | Call for Quote
TDDV0611D PACKING (14) | TDDV0611D PACKING (14) |  |  | Unknown | Unknown | Unknown | Call for Quote | Call for Quote
TDDV0611D PANELS (13) | TDDV0611D PANELS (13) |  |  | Unknown | Unknown | Unknown | Call for Quote | Call for Quote
TDDV0611D REFRIGERANT (3) | TDDV0611D REFRIGERANT (3) |  |  | Unknown | Unknown | Unknown | Call for Quote | Call for Quote
TDDV0611D TWIN-COOL VALVE (6) | TDDV0611D TWIN-COOL VALVE (6) |  |  | Unknown | Unknown | Unknown | Call for Quote | Call for Quote
TDDV0611D VERSION (4) | TDDV0611D VERSION (4) |  |  | Unknown | Unknown | Unknown | Call for Quote | Call for Quote
TDDV0611G ACCESSORIES (7) | TDDV0611G ACCESSORIES (7) |  |  | Unknown | Unknown | Unknown | Call for Quote | Call for Quote
TDDV0611G AIR FILTER (5) | TDDV0611G AIR FILTER (5) |  |  | Unknown | Unknown | Unknown | Call for Quote | Call for Quote
TDDV0611G COMMON ASSY (0) | TDDV0611G COMMON ASSY (0) |  |  | Unknown | Unknown | Unknown | Call for Quote | Call for Quote
TDDV0611G DAMPER (10) | TDDV0611G DAMPER (10) |  |  | Unknown | Unknown | Unknown | Call for Quote | Call for Quote
TDDV0611G ELEC ACCY (12) | TDDV0611G ELEC ACCY (12) |  |  | Unknown | Unknown | Unknown | Call for Quote | Call for Quote
TDDV0611G ELEC HEAT (8) | TDDV0611G ELEC HEAT (8) |  |  | Unknown | Unknown | Unknown | Call for Quote | Call for Quote
TDDV0611G HEATING (9) | TDDV0611G HEATING (9) |  |  | Unknown | Unknown | Unknown | Call for Quote | Call for Quote
TDDV0611G MICROPROCESSER (2) | TDDV0611G MICROPROCESSER (2) |  |  | Unknown | Unknown | Unknown | Call for Quote | Call for Quote
TDDV0611G OTHER ACCY (11) | TDDV0611G OTHER ACCY (11) |  |  | Unknown | Unknown | Unknown | Call for Quote | Call for Quote
TDDV0611G PACKING (14) | TDDV0611G PACKING (14) |  |  | Unknown | Unknown | Unknown | Call for Quote | Call for Quote
TDDV0611G PANELS (13) | TDDV0611G PANELS (13) |  |  | Unknown | Unknown | Unknown | Call for Quote | Call for Quote
TDDV0611G REFRIGERANT (3) | TDDV0611G REFRIGERANT (3) |  |  | Unknown | Unknown | Unknown | Call for Quote | Call for Quote
TDDV0611G TWIN-COOL VALVE (6) | TDDV0611G TWIN-COOL VALVE (6) |  |  | Unknown | Unknown | Unknown | Call for Quote | Call for Quote
TDDV0611G VERSION (4) | TDDV0611G VERSION (4) |  |  | Unknown | Unknown | Unknown | Call for Quote | Call for Quote
TDDV0611L ACCESSORIES (7) | TDDV0611L ACCESSORIES (7) |  |  | Unknown | Unknown | Unknown | Call for Quote | Call for Quote
TDDV0611L AIR FILTER (5) | TDDV0611L AIR FILTER (5) |  |  | Unknown | Unknown | Unknown | Call for Quote | Call for Quote
TDDV0611L COMMON ASSY (0) | TDDV0611L COMMON ASSY (0) |  |  | Unknown | Unknown | Unknown | Call for Quote | Call for Quote
TDDV0611L DAMPER (10) | TDDV0611L DAMPER (10) |  |  | Unknown | Unknown | Unknown | Call for Quote | Call for Quote
TDDV0611L ELEC ACCY (12) | TDDV0611L ELEC ACCY (12) |  |  | Unknown | Unknown | Unknown | Call for Quote | Call for Quote
TDDV0611L ELEC HEAT (8) | TDDV0611L ELEC HEAT (8) |  |  | Unknown | Unknown | Unknown | Call for Quote | Call for Quote
TDDV0611L HEATING (9) | TDDV0611L HEATING (9) |  |  | Unknown | Unknown | Unknown | Call for Quote | Call for Quote
TDDV0611L MICROPROCESSER (2) | TDDV0611L MICROPROCESSER (2) |  |  | Unknown | Unknown | Unknown | Call for Quote | Call for Quote
TDDV0611L OTHER ACCY (11) | TDDV0611L OTHER ACCY (11) |  |  | Unknown | Unknown | Unknown | Call for Quote | Call for Quote
TDDV0611L PACKING (14) | TDDV0611L PACKING (14) |  |  | Unknown | Unknown | Unknown | Call for Quote | Call for Quote
TDDV0611L PANELS (13) | TDDV0611L PANELS (13) |  |  | Unknown | Unknown | Unknown | Call for Quote | Call for Quote
TDDV0611L REFRIGERANT (3) | TDDV0611L REFRIGERANT (3) |  |  | Unknown | Unknown | Unknown | Call for Quote | Call for Quote
TDDV0611L VERSION (4) | TDDV0611L VERSION (4) |  |  | Unknown | Unknown | Unknown | Call for Quote | Call for Quote
TDDV0921D ACCESSORIES (7) | TDDV0921D ACCESSORIES (7) |  |  | Unknown | Unknown | Unknown | Call for Quote | Call for Quote
TDDV0921D AIR FILTER (5) | TDDV0921D AIR FILTER (5) |  |  | Unknown | Unknown | Unknown | Call for Quote | Call for Quote
TDDV0921D COMMON ASSY (0) | TDDV0921D COMMON ASSY (0) |  |  | Unknown | Unknown | Unknown | Call for Quote | Call for Quote
TDDV0921D DAMPER (10) | TDDV0921D DAMPER (10) |  |  | Unknown | Unknown | Unknown | Call for Quote | Call for Quote
TDDV0921D ELEC ACCY (12) | TDDV0921D ELEC ACCY (12) |  |  | Unknown | Unknown | Unknown | Call for Quote | Call for Quote
TDDV0921D ELEC HEAT (8) | TDDV0921D ELEC HEAT (8) |  |  | Unknown | Unknown | Unknown | Call for Quote | Call for Quote
TDDV0921D HEATING (9) | TDDV0921D HEATING (9) |  |  | Unknown | Unknown | Unknown | Call for Quote | Call for Quote
TDDV0921D MICROPROCESSER (2) | TDDV0921D MICROPROCESSER (2) |  |  | Unknown | Unknown | Unknown | Call for Quote | Call for Quote
TDDV0921D OTHER ACCY (11) | TDDV0921D OTHER ACCY (11) |  |  | Unknown | Unknown | Unknown | Call for Quote | Call for Quote
TDDV0921D PACKING (14) | TDDV0921D PACKING (14) |  |  | Unknown | Unknown | Unknown | Call for Quote | Call for Quote
TDDV0921D PANELS (13) | TDDV0921D PANELS (13) |  |  | Unknown | Unknown | Unknown | Call for Quote | Call for Quote
TDDV0921D REFRIGERANT (3) | TDDV0921D REFRIGERANT (3) |  |  | Unknown | Unknown | Unknown | Call for Quote | Call for Quote
TDDV0921D TWIN-COOL VALVE (6) | TDDV0921D TWIN-COOL VALVE (6) |  |  | Unknown | Unknown | Unknown | Call for Quote | Call for Quote
TDDV0921D VERSION (4) | TDDV0921D VERSION (4) |  |  | Unknown | Unknown | Unknown | Call for Quote | Call for Quote
TDDV0921G ACCESSORIES (7) | TDDV0921G ACCESSORIES (7) |  |  | Unknown | Unknown | Unknown | Call for Quote | Call for Quote
TDDV0921G AIR FILTER (5) | TDDV0921G AIR FILTER (5) |  |  | Unknown | Unknown | Unknown | Call for Quote | Call for Quote
TDDV0921G COMMON ASSY (0) | TDDV0921G COMMON ASSY (0) |  |  | Unknown | Unknown | Unknown | Call for Quote | Call for Quote
TDDV0921G DAMPER (10) | TDDV0921G DAMPER (10) |  |  | Unknown | Unknown | Unknown | Call for Quote | Call for Quote
TDDV0921G ELEC ACCY (12) | TDDV0921G ELEC ACCY (12) |  |  | Unknown | Unknown | Unknown | Call for Quote | Call for Quote
TDDV0921G ELEC HEAT (8) | TDDV0921G ELEC HEAT (8) |  |  | Unknown | Unknown | Unknown | Call for Quote | Call for Quote
TDDV0921G HEATING (9) | TDDV0921G HEATING (9) |  |  | Unknown | Unknown | Unknown | Call for Quote | Call for Quote
TDDV0921G MICROPROCESSER (2) | TDDV0921G MICROPROCESSER (2) |  |  | Unknown | Unknown | Unknown | Call for Quote | Call for Quote
TDDV0921G OTHER ACCY (11) | TDDV0921G OTHER ACCY (11) |  |  | Unknown | Unknown | Unknown | Call for Quote | Call for Quote
TDDV0921G PACKING (14) | TDDV0921G PACKING (14) |  |  | Unknown | Unknown | Unknown | Call for Quote | Call for Quote
TDDV0921G PANELS (13) | TDDV0921G PANELS (13) |  |  | Unknown | Unknown | Unknown | Call for Quote | Call for Quote
TDDV0921G REFRIGERANT (3) | TDDV0921G REFRIGERANT (3) |  |  | Unknown | Unknown | Unknown | Call for Quote | Call for Quote
TDDV0921G TWIN-COOL VALVE (6) | TDDV0921G TWIN-COOL VALVE (6) |  |  | Unknown | Unknown | Unknown | Call for Quote | Call for Quote
TDDV0921G VERSION (4) | TDDV0921G VERSION (4) |  |  | Unknown | Unknown | Unknown | Call for Quote | Call for Quote
TDDV0921L ACCESSORIES (7) | TDDV0921L ACCESSORIES (7) |  |  | Unknown | Unknown | Unknown | Call for Quote | Call for Quote
TDDV0921L AIR FILTER (5) | TDDV0921L AIR FILTER (5) |  |  | Unknown | Unknown | Unknown | Call for Quote | Call for Quote
TDDV0921L COMMON ASSY (0) | TDDV0921L COMMON ASSY (0) |  |  | Unknown | Unknown | Unknown | Call for Quote | Call for Quote
TDDV0921L DAMPER (10) | TDDV0921L DAMPER (10) |  |  | Unknown | Unknown | Unknown | Call for Quote | Call for Quote
TDDV0921L ELEC ACCY (12) | TDDV0921L ELEC ACCY (12) |  |  | Unknown | Unknown | Unknown | Call for Quote | Call for Quote
TDDV0921L ELEC HEAT (8) | TDDV0921L ELEC HEAT (8) |  |  | Unknown | Unknown | Unknown | Call for Quote | Call for Quote
TDDV0921L HEATING (9) | TDDV0921L HEATING (9) |  |  | Unknown | Unknown | Unknown | Call for Quote | Call for Quote
TDDV0921L MICROPROCESSER (2) | TDDV0921L MICROPROCESSER (2) |  |  | Unknown | Unknown | Unknown | Call for Quote | Call for Quote
TDDV0921L OTHER ACCY (11) | TDDV0921L OTHER ACCY (11) |  |  | Unknown | Unknown | Unknown | Call for Quote | Call for Quote
TDDV0921L PACKING (14) | TDDV0921L PACKING (14) |  |  | Unknown | Unknown | Unknown | Call for Quote | Call for Quote
TDDV0921L PANELS (13) | TDDV0921L PANELS (13) |  |  | Unknown | Unknown | Unknown | Call for Quote | Call for Quote
TDDV0921L REFRIGERANT (3) | TDDV0921L REFRIGERANT (3) |  |  | Unknown | Unknown | Unknown | Call for Quote | Call for Quote
TDDV0921L VERSION (4) | TDDV0921L VERSION (4) |  |  | Unknown | Unknown | Unknown | Call for Quote | Call for Quote
TDDV1121D ACCESSORIES (7) | TDDV1121D ACCESSORIES (7) |  |  | Unknown | Unknown | Unknown | Call for Quote | Call for Quote
TDDV1121D AIR FILTER (5) | TDDV1121D AIR FILTER (5) |  |  | Unknown | Unknown | Unknown | Call for Quote | Call for Quote
TDDV1121D COMMON ASSY (0) | TDDV1121D COMMON ASSY (0) |  |  | Unknown | Unknown | Unknown | Call for Quote | Call for Quote
TDDV1121D DAMPER (10) | TDDV1121D DAMPER (10) |  |  | Unknown | Unknown | Unknown | Call for Quote | Call for Quote
TDDV1121D ELEC ACCY (12) | TDDV1121D ELEC ACCY (12) |  |  | Unknown | Unknown | Unknown | Call for Quote | Call for Quote
TDDV1121D ELEC HEAT (8) | TDDV1121D ELEC HEAT (8) |  |  | Unknown | Unknown | Unknown | Call for Quote | Call for Quote
TDDV1121D HEATING (9) | TDDV1121D HEATING (9) |  |  | Unknown | Unknown | Unknown | Call for Quote | Call for Quote
TDDV1121D MICROPROCESSER (2) | TDDV1121D MICROPROCESSER (2) |  |  | Unknown | Unknown | Unknown | Call for Quote | Call for Quote
TDDV1121D OTHER ACCY (11) | TDDV1121D OTHER ACCY (11) |  |  | Unknown | Unknown | Unknown | Call for Quote | Call for Quote
TDDV1121D PACKING (14) | TDDV1121D PACKING (14) |  |  | Unknown | Unknown | Unknown | Call for Quote | Call for Quote
TDDV1121D PANELS (13) | TDDV1121D PANELS (13) |  |  | Unknown | Unknown | Unknown | Call for Quote | Call for Quote
TDDV1121D REFRIGERANT (3) | TDDV1121D REFRIGERANT (3) |  |  | Unknown | Unknown | Unknown | Call for Quote | Call for Quote
TDDV1121D TWIN-COOL VALVE (6) | TDDV1121D TWIN-COOL VALVE (6) |  |  | Unknown | Unknown | Unknown | Call for Quote | Call for Quote
TDDV1121D VERSION (4) | TDDV1121D VERSION (4) |  |  | Unknown | Unknown | Unknown | Call for Quote | Call for Quote
TDDV1121G ACCESSORIES (7) | TDDV1121G ACCESSORIES (7) |  |  | Unknown | Unknown | Unknown | Call for Quote | Call for Quote
TDDV1121G AIR FILTER (5) | TDDV1121G AIR FILTER (5) |  |  | Unknown | Unknown | Unknown | Call for Quote | Call for Quote
TDDV1121G COMMON ASSY (0) | TDDV1121G COMMON ASSY (0) |  |  | Unknown | Unknown | Unknown | Call for Quote | Call for Quote
TDDV1121G DAMPER (10) | TDDV1121G DAMPER (10) |  |  | Unknown | Unknown | Unknown | Call for Quote | Call for Quote
TDDV1121G ELEC ACCY (12) | TDDV1121G ELEC ACCY (12) |  |  | Unknown | Unknown | Unknown | Call for Quote | Call for Quote
TDDV1121G ELEC HEAT (8) | TDDV1121G ELEC HEAT (8) |  |  | Unknown | Unknown | Unknown | Call for Quote | Call for Quote
TDDV1121G HEATING (9) | TDDV1121G HEATING (9) |  |  | Unknown | Unknown | Unknown | Call for Quote | Call for Quote
TDDV1121G MICROPROCESSER (2) | TDDV1121G MICROPROCESSER (2) |  |  | Unknown | Unknown | Unknown | Call for Quote | Call for Quote
TDDV1121G OTHER ACCY (11) | TDDV1121G OTHER ACCY (11) |  |  | Unknown | Unknown | Unknown | Call for Quote | Call for Quote
TDDV1121G PACKING (14) | TDDV1121G PACKING (14) |  |  | Unknown | Unknown | Unknown | Call for Quote | Call for Quote
TDDV1121G PANELS (13) | TDDV1121G PANELS (13) |  |  | Unknown | Unknown | Unknown | Call for Quote | Call for Quote
TDDV1121G REFRIGERANT (3) | TDDV1121G REFRIGERANT (3) |  |  | Unknown | Unknown | Unknown | Call for Quote | Call for Quote
TDDV1121G TWIN-COOL VALVE (6) | TDDV1121G TWIN-COOL VALVE (6) |  |  | Unknown | Unknown | Unknown | Call for Quote | Call for Quote
TDDV1121G VERSION (4) | TDDV1121G VERSION (4) |  |  | Unknown | Unknown | Unknown | Call for Quote | Call for Quote
TDDV1121L ACCESSORIES (7) | TDDV1121L ACCESSORIES (7) |  |  | Unknown | Unknown | Unknown | Call for Quote | Call for Quote
TDDV1121L AIR FILTER (5) | TDDV1121L AIR FILTER (5) |  |  | Unknown | Unknown | Unknown | Call for Quote | Call for Quote
TDDV1121L COMMON ASSY (0) | TDDV1121L COMMON ASSY (0) |  |  | Unknown | Unknown | Unknown | Call for Quote | Call for Quote
TDDV1121L DAMPER (10) | TDDV1121L DAMPER (10) |  |  | Unknown | Unknown | Unknown | Call for Quote | Call for Quote
TDDV1121L ELEC ACCY (12) | TDDV1121L ELEC ACCY (12) |  |  | Unknown | Unknown | Unknown | Call for Quote | Call for Quote
TDDV1121L ELEC HEAT (8) | TDDV1121L ELEC HEAT (8) |  |  | Unknown | Unknown | Unknown | Call for Quote | Call for Quote
TDDV1121L HEATING (9) | TDDV1121L HEATING (9) |  |  | Unknown | Unknown | Unknown | Call for Quote | Call for Quote
TDDV1121L MICROPROCESSER (2) | TDDV1121L MICROPROCESSER (2) |  |  | Unknown | Unknown | Unknown | Call for Quote | Call for Quote
TDDV1121L OTHER ACCY (11) | TDDV1121L OTHER ACCY (11) |  |  | Unknown | Unknown | Unknown | Call for Quote | Call for Quote
TDDV1121L PACKING (14) | TDDV1121L PACKING (14) |  |  | Unknown | Unknown | Unknown | Call for Quote | Call for Quote
TDDV1121L PANELS (13) | TDDV1121L PANELS (13) |  |  | Unknown | Unknown | Unknown | Call for Quote | Call for Quote
TDDV1121L REFRIGERANT (3) | TDDV1121L REFRIGERANT (3) |  |  | Unknown | Unknown | Unknown | Call for Quote | Call for Quote
TDDV1121L TWIN-COOL VALVE (6) | TDDV1121L TWIN-COOL VALVE (6) |  |  | Unknown | Unknown | Unknown | Call for Quote | Call for Quote
TDDV1121L VERSION (4) | TDDV1121L VERSION (4) |  |  | Unknown | Unknown | Unknown | Call for Quote | Call for Quote
TDDV1422D ACCESSORIES (7) | TDDV1422D ACCESSORIES (7) |  |  | Unknown | Unknown | Unknown | Call for Quote | Call for Quote
TDDV1422D AIR FILTER (5) | TDDV1422D AIR FILTER (5) |  |  | Unknown | Unknown | Unknown | Call for Quote | Call for Quote
TDDV1422D COMMON ASSY (0) | TDDV1422D COMMON ASSY (0) |  |  | Unknown | Unknown | Unknown | Call for Quote | Call for Quote
TDDV1422D DAMPER (10) | TDDV1422D DAMPER (10) |  |  | Unknown | Unknown | Unknown | Call for Quote | Call for Quote
TDDV1422D ELEC ACCY (12) | TDDV1422D ELEC ACCY (12) |  |  | Unknown | Unknown | Unknown | Call for Quote | Call for Quote
TDDV1422D ELEC HEAT (8) | TDDV1422D ELEC HEAT (8) |  |  | Unknown | Unknown | Unknown | Call for Quote | Call for Quote
TDDV1422D HEATING (9) | TDDV1422D HEATING (9) |  |  | Unknown | Unknown | Unknown | Call for Quote | Call for Quote
TDDV1422D MICROPROCESSER (2) | TDDV1422D MICROPROCESSER (2) |  |  | Unknown | Unknown | Unknown | Call for Quote | Call for Quote
TDDV1422D OTHER ACCY (11) | TDDV1422D OTHER ACCY (11) |  |  | Unknown | Unknown | Unknown | Call for Quote | Call for Quote
TDDV1422D PACKING (14) | TDDV1422D PACKING (14) |  |  | Unknown | Unknown | Unknown | Call for Quote | Call for Quote
TDDV1422D PANELS (13) | TDDV1422D PANELS (13) |  |  | Unknown | Unknown | Unknown | Call for Quote | Call for Quote
TDDV1422D REFRIGERANT (3) | TDDV1422D REFRIGERANT (3) |  |  | Unknown | Unknown | Unknown | Call for Quote | Call for Quote
TDDV1422D TWIN-COOL VALVE (6) | TDDV1422D TWIN-COOL VALVE (6) |  |  | Unknown | Unknown | Unknown | Call for Quote | Call for Quote
TDDV1422D VERSION (4) | TDDV1422D VERSION (4) |  |  | Unknown | Unknown | Unknown | Call for Quote | Call for Quote
TDDV1422G ACCESSORIES (7) | TDDV1422G ACCESSORIES (7) |  |  | Unknown | Unknown | Unknown | Call for Quote | Call for Quote
TDDV1422G AIR FILTER (5) | TDDV1422G AIR FILTER (5) |  |  | Unknown | Unknown | Unknown | Call for Quote | Call for Quote
TDDV1422G COMMON ASSY (0) | TDDV1422G COMMON ASSY (0) |  |  | Unknown | Unknown | Unknown | Call for Quote | Call for Quote
TDDV1422G DAMPER (10) | TDDV1422G DAMPER (10) |  |  | Unknown | Unknown | Unknown | Call for Quote | Call for Quote
TDDV1422G ELEC ACCY (12) | TDDV1422G ELEC ACCY (12) |  |  | Unknown | Unknown | Unknown | Call for Quote | Call for Quote
TDDV1422G ELEC HEAT (8) | TDDV1422G ELEC HEAT (8) |  |  | Unknown | Unknown | Unknown | Call for Quote | Call for Quote
TDDV1422G HEATING (9) | TDDV1422G HEATING (9) |  |  | Unknown | Unknown | Unknown | Call for Quote | Call for Quote
TDDV1422G MICROPROCESSER (2) | TDDV1422G MICROPROCESSER (2) |  |  | Unknown | Unknown | Unknown | Call for Quote | Call for Quote
TDDV1422G OTHER ACCY (11) | TDDV1422G OTHER ACCY (11) |  |  | Unknown | Unknown | Unknown | Call for Quote | Call for Quote
TDDV1422G PACKING (14) | TDDV1422G PACKING (14) |  |  | Unknown | Unknown | Unknown | Call for Quote | Call for Quote
TDDV1422G PANELS (13) | TDDV1422G PANELS (13) |  |  | Unknown | Unknown | Unknown | Call for Quote | Call for Quote
TDDV1422G REFRIGERANT (3) | TDDV1422G REFRIGERANT (3) |  |  | Unknown | Unknown | Unknown | Call for Quote | Call for Quote
TDDV1422G TWIN-COOL VALVE (6) | TDDV1422G TWIN-COOL VALVE (6) |  |  | Unknown | Unknown | Unknown | Call for Quote | Call for Quote
TDDV1422G VERSION (4) | TDDV1422G VERSION (4) |  |  | Unknown | Unknown | Unknown | Call for Quote | Call for Quote
TDDV1422L ACCESSORIES (7) | TDDV1422L TWIN-COOL VALVE (6) |  |  | Unknown | Unknown | Unknown | Call for Quote | Call for Quote
TDDV1422L AIR FILTER (5) | TDDV1422L AIR FILTER (5) |  |  | Unknown | Unknown | Unknown | Call for Quote | Call for Quote
TDDV1422L COMMON ASSY (0) | TDDV1422L COMMON ASSY (0) |  |  | Unknown | Unknown | Unknown | Call for Quote | Call for Quote
TDDV1422L DAMPER (10) | TDDV1422L DAMPER (10) |  |  | Unknown | Unknown | Unknown | Call for Quote | Call for Quote
TDDV1422L ELEC ACCY (12) | TDDV1422L ELEC ACCY (12) |  |  | Unknown | Unknown | Unknown | Call for Quote | Call for Quote
TDDV1422L ELEC HEAT (8) | TDDV1422L ELEC HEAT (8) |  |  | Unknown | Unknown | Unknown | Call for Quote | Call for Quote
TDDV1422L HEATING (9) | TDDV1422L HEATING (9) |  |  | Unknown | Unknown | Unknown | Call for Quote | Call for Quote
TDDV1422L MICROPROCESSER (2) | TDDV1422L MICROPROCESSER (2) |  |  | Unknown | Unknown | Unknown | Call for Quote | Call for Quote
TDDV1422L OTHER ACCY (11) | TDDV1422L OTHER ACCY (11) |  |  | Unknown | Unknown | Unknown | Call for Quote | Call for Quote
TDDV1422L PACKING (14) | TDDV1422L PACKING (14) |  |  | Unknown | Unknown | Unknown | Call for Quote | Call for Quote
TDDV1422L PANELS (13) | TDDV1422L PANELS (13) |  |  | Unknown | Unknown | Unknown | Call for Quote | Call for Quote
TDDV1422L REFRIGERANT (3) | TDDV1422L REFRIGERANT (3) |  |  | Unknown | Unknown | Unknown | Call for Quote | Call for Quote
TDDV1422L TWIN-COOL VALVE (6) | TDDV1422L TWIN-COOL VALVE (6) |  |  | Unknown | Unknown | Unknown | Call for Quote | Call for Quote
TDDV1422L VERSION (4) | TDDV1422L VERSION (4) |  |  | Unknown | Unknown | Unknown | Call for Quote | Call for Quote
TDDV1622D ACCESSORIES (7) | TDDV1622D ACCESSORIES (7) |  |  | Unknown | Unknown | Unknown | Call for Quote | Call for Quote
TDDV1622D AIR FILTER (5) | TDDV1622D AIR FILTER (5) |  |  | Unknown | Unknown | Unknown | Call for Quote | Call for Quote
TDDV1622D COMMON ASSY (0) | TDDV1622D COMMON ASSY (0) |  |  | Unknown | Unknown | Unknown | Call for Quote | Call for Quote
TDDV1622D DAMPER (10) | TDDV1622D DAMPER (10) |  |  | Unknown | Unknown | Unknown | Call for Quote | Call for Quote
TDDV1622D ELEC ACCY (12) | TDDV1622D ELEC ACCY (12) |  |  | Unknown | Unknown | Unknown | Call for Quote | Call for Quote
TDDV1622D ELEC HEAT (8) | TDDV1622D ELEC HEAT (8) |  |  | Unknown | Unknown | Unknown | Call for Quote | Call for Quote
TDDV1622D HEATING (9) | TDDV1622D HEATING (9) |  |  | Unknown | Unknown | Unknown | Call for Quote | Call for Quote
TDDV1622D MICROPROCESSER (2) | TDDV1622D MICROPROCESSER (2) |  |  | Unknown | Unknown | Unknown | Call for Quote | Call for Quote
TDDV1622D OTHER ACCY (11) | TDDV1622D OTHER ACCY (11) |  |  | Unknown | Unknown | Unknown | Call for Quote | Call for Quote
TDDV1622D PACKING (14) | TDDV1622D PACKING (14) |  |  | Unknown | Unknown | Unknown | Call for Quote | Call for Quote
TDDV1622D PANELS (13) | TDDV1622D PANELS (13) |  |  | Unknown | Unknown | Unknown | Call for Quote | Call for Quote
TDDV1622D REFRIGERANT (3) | TDDV1622D REFRIGERANT (3) |  |  | Unknown | Unknown | Unknown | Call for Quote | Call for Quote
TDDV1622D TWIN-COOL VALVE (6) | TDDV1622D TWIN-COOL VALVE (6) |  |  | Unknown | Unknown | Unknown | Call for Quote | Call for Quote
TDDV1622D VERSION (4) | TDDV1622D VERSION (4) |  |  | Unknown | Unknown | Unknown | Call for Quote | Call for Quote
TDDV1622G ACCESSORIES (7) | TDDV1622G ACCESSORIES (7) |  |  | Unknown | Unknown | Unknown | Call for Quote | Call for Quote
TDDV1622G AIR FILTER (5) | TDDV1622G AIR FILTER (5) |  |  | Unknown | Unknown | Unknown | Call for Quote | Call for Quote
TDDV1622G COMMON ASSY (0) | TDDV1622G COMMON ASSY (0) |  |  | Unknown | Unknown | Unknown | Call for Quote | Call for Quote
TDDV1622G DAMPER (10) | TDDV1622G DAMPER (10) |  |  | Unknown | Unknown | Unknown | Call for Quote | Call for Quote
TDDV1622G ELEC ACCY (12) | TDDV1622G ELEC ACCY (12) |  |  | Unknown | Unknown | Unknown | Call for Quote | Call for Quote
TDDV1622G ELEC HEAT (8) | TDDV1622G ELEC HEAT (8) |  |  | Unknown | Unknown | Unknown | Call for Quote | Call for Quote
TDDV1622G HEATING (9) | TDDV1622G HEATING (9) |  |  | Unknown | Unknown | Unknown | Call for Quote | Call for Quote
TDDV1622G MICROPROCESSER (2) | TDDV1622G MICROPROCESSER (2) |  |  | Unknown | Unknown | Unknown | Call for Quote | Call for Quote
TDDV1622G OTHER ACCY (11) | TDDV1622G OTHER ACCY (11) |  |  | Unknown | Unknown | Unknown | Call for Quote | Call for Quote
TDDV1622G PACKING (14) | TDDV1622G PACKING (14) |  |  | Unknown | Unknown | Unknown | Call for Quote | Call for Quote
TDDV1622G PANELS (13) | TDDV1622G PANELS (13) |  |  | Unknown | Unknown | Unknown | Call for Quote | Call for Quote
TDDV1622G REFRIGERANT (3) | TDDV1622G REFRIGERANT (3) |  |  | Unknown | Unknown | Unknown | Call for Quote | Call for Quote
TDDV1622G TWIN-COOL VALVE (6) | TDDV1622G TWIN-COOL VALVE (6) |  |  | Unknown | Unknown | Unknown | Call for Quote | Call for Quote
TDDV1622G VERSION (4) | TDDV1622G VERSION (4) |  |  | Unknown | Unknown | Unknown | Call for Quote | Call for Quote
TDDV1622L ACCESSORIES (7) | TDDV1622L ACCESSORIES (7) |  |  | Unknown | Unknown | Unknown | Call for Quote | Call for Quote
TDDV1622L AIR FILTER (5) | TDDV1622L AIR FILTER (5) |  |  | Unknown | Unknown | Unknown | Call for Quote | Call for Quote
TDDV1622L COMMON ASSY (0) | TDDV1622L COMMON ASSY (0) |  |  | Unknown | Unknown | Unknown | Call for Quote | Call for Quote
TDDV1622L DAMPER (10) | TDDV1622L DAMPER (10) |  |  | Unknown | Unknown | Unknown | Call for Quote | Call for Quote
TDDV1622L ELEC ACCY (12) | TDDV1622L ELEC ACCY (12) |  |  | Unknown | Unknown | Unknown | Call for Quote | Call for Quote
TDDV1622L ELEC HEAT (8) | TDDV1622L ELEC HEAT (8) |  |  | Unknown | Unknown | Unknown | Call for Quote | Call for Quote
TDDV1622L HEATING (9) | TDDV1622L HEATING (9) |  |  | Unknown | Unknown | Unknown | Call for Quote | Call for Quote
TDDV1622L MICROPROCESSER (2) | TDDV1622L MICROPROCESSER (2) |  |  | Unknown | Unknown | Unknown | Call for Quote | Call for Quote
TDDV1622L OTHER ACCY (11) | TDDV1622L OTHER ACCY (11) |  |  | Unknown | Unknown | Unknown | Call for Quote | Call for Quote
TDDV1622L PACKING (14) | TDDV1622L PACKING (14) |  |  | Unknown | Unknown | Unknown | Call for Quote | Call for Quote
TDDV1622L PANELS (13) | TDDV1622L PANELS (13) |  |  | Unknown | Unknown | Unknown | Call for Quote | Call for Quote
TDDV1622L REFRIGERANT (3) | TDDV1622L REFRIGERANT (3) |  |  | Unknown | Unknown | Unknown | Call for Quote | Call for Quote
TDDV1622L TWIN-COOL VALVE (6) | TDDV1622L TWIN-COOL VALVE (6) |  |  | Unknown | Unknown | Unknown | Call for Quote | Call for Quote
TDDV1622L VERSION (4) | TDDV1622L VERSION (4) |  |  | Unknown | Unknown | Unknown | Call for Quote | Call for Quote
TDDV1822D ACCESSORIES (7) | TDDV1822D ACCESSORIES (7) |  |  | Unknown | Unknown | Unknown | Call for Quote | Call for Quote
TDDV1822D AIR FILTER (5) | TDDV1822D AIR FILTER (5) |  |  | Unknown | Unknown | Unknown | Call for Quote | Call for Quote
TDDV1822D COMMON ASSY (0) | TDDV1822D COMMON ASSY (0) |  |  | Unknown | Unknown | Unknown | Call for Quote | Call for Quote
TDDV1822D DAMPER (10) | TDDV1822D DAMPER (10) |  |  | Unknown | Unknown | Unknown | Call for Quote | Call for Quote
TDDV1822D ELEC ACCY (12) | TDDV1822D ELEC ACCY (12) |  |  | Unknown | Unknown | Unknown | Call for Quote | Call for Quote
TDDV1822D ELEC HEAT (8) | TDDV1822D ELEC HEAT (8) |  |  | Unknown | Unknown | Unknown | Call for Quote | Call for Quote
TDDV1822D HEATING (9) | TDDV1822D HEATING (9) |  |  | Unknown | Unknown | Unknown | Call for Quote | Call for Quote
TDDV1822D MICROPROCESSER (2) | TDDV1822D MICROPROCESSER (2) |  |  | Unknown | Unknown | Unknown | Call for Quote | Call for Quote
TDDV1822D OTHER ACCY (11) | TDDV1822D OTHER ACCY (11) |  |  | Unknown | Unknown | Unknown | Call for Quote | Call for Quote
TDDV1822D PACKING (14) | TDDV1822D PACKING (14) |  |  | Unknown | Unknown | Unknown | Call for Quote | Call for Quote
TDDV1822D PANELS (13) | TDDV1822D PANELS (13) |  |  | Unknown | Unknown | Unknown | Call for Quote | Call for Quote
TDDV1822D REFRIGERANT (3) | TDDV1822D REFRIGERANT (3) |  |  | Unknown | Unknown | Unknown | Call for Quote | Call for Quote
TDDV1822D TWIN-COOL VALVE (6) | TDDV1822D TWIN-COOL VALVE (6) |  |  | Unknown | Unknown | Unknown | Call for Quote | Call for Quote
TDDV1822D VERSION (4) | TDDV1822D VERSION (4) |  |  | Unknown | Unknown | Unknown | Call for Quote | Call for Quote
TDDV1822G ACCESSORIES (7) | TDDV1822G ACCESSORIES (7) |  |  | Unknown | Unknown | Unknown | Call for Quote | Call for Quote
TDDV1822G AIR FILTER (5) | TDDV1822G AIR FILTER (5) |  |  | Unknown | Unknown | Unknown | Call for Quote | Call for Quote
TDDV1822G COMMON ASSY (0) | TDDV1822G COMMON ASSY (0) |  |  | Unknown | Unknown | Unknown | Call for Quote | Call for Quote
TDDV1822G DAMPER (10) | TDDV1822G DAMPER (10) |  |  | Unknown | Unknown | Unknown | Call for Quote | Call for Quote
TDDV1822G ELEC ACCY (12) | TDDV1822G ELEC ACCY (12) |  |  | Unknown | Unknown | Unknown | Call for Quote | Call for Quote
TDDV1822G ELEC HEAT (8) | TDDV1822G ELEC HEAT (8) |  |  | Unknown | Unknown | Unknown | Call for Quote | Call for Quote
TDDV1822G HEATING (9) | TDDV1822G HEATING (9) |  |  | Unknown | Unknown | Unknown | Call for Quote | Call for Quote
TDDV1822G MICROPROCESSER (2) | TDDV1822G MICROPROCESSER (2) |  |  | Unknown | Unknown | Unknown | Call for Quote | Call for Quote
TDDV1822G OTHER ACCY (11) | TDDV1822G OTHER ACCY (11) |  |  | Unknown | Unknown | Unknown | Call for Quote | Call for Quote
TDDV1822G PACKING (14) | TDDV1822G PACKING (14) |  |  | Unknown | Unknown | Unknown | Call for Quote | Call for Quote
TDDV1822G PANELS (13) | TDDV1822G PANELS (13) |  |  | Unknown | Unknown | Unknown | Call for Quote | Call for Quote
TDDV1822G REFRIGERANT (3) | TDDV1822G REFRIGERANT (3) |  |  | Unknown | Unknown | Unknown | Call for Quote | Call for Quote
TDDV1822G TWIN-COOL VALVE (6) | TDDV1822G TWIN-COOL VALVE (6) |  |  | Unknown | Unknown | Unknown | Call for Quote | Call for Quote
TDDV1822G VERSION (4) | TDDV1822G VERSION (4) |  |  | Unknown | Unknown | Unknown | Call for Quote | Call for Quote
TDDV1822L ACCESSORIES (7) | TDDV1822L ACCESSORIES (7) |  |  | Unknown | Unknown | Unknown | Call for Quote | Call for Quote
TDDV1822L AIR FILTER (5) | TDDV1822L AIR FILTER (5) |  |  | Unknown | Unknown | Unknown | Call for Quote | Call for Quote
TDDV1822L COMMON ASSY (0) | TDDV1822L COMMON ASSY (0) |  |  | Unknown | Unknown | Unknown | Call for Quote | Call for Quote
TDDV1822L DAMPER (10) | TDDV1822L DAMPER (10) |  |  | Unknown | Unknown | Unknown | Call for Quote | Call for Quote
TDDV1822L ELEC ACCY (12) | TDDV1822L ELEC ACCY (12) |  |  | Unknown | Unknown | Unknown | Call for Quote | Call for Quote
TDDV1822L ELEC HEAT (8) | TDDV1822L ELEC HEAT (8) |  |  | Unknown | Unknown | Unknown | Call for Quote | Call for Quote
TDDV1822L HEATING (9) | TDDV1822L HEATING (9) |  |  | Unknown | Unknown | Unknown | Call for Quote | Call for Quote
TDDV1822L MICROPROCESSER (2) | TDDV1822L MICROPROCESSER (2) |  |  | Unknown | Unknown | Unknown | Call for Quote | Call for Quote
TDDV1822L OTHER ACCY (11) | TDDV1822L OTHER ACCY (11) |  |  | Unknown | Unknown | Unknown | Call for Quote | Call for Quote
TDDV1822L PACKING (14) | TDDV1822L PACKING (14) |  |  | Unknown | Unknown | Unknown | Call for Quote | Call for Quote
TDDV1822L PANELS (13) | TDDV1822L PANELS (13) |  |  | Unknown | Unknown | Unknown | Call for Quote | Call for Quote
TDDV1822L REFRIGERANT (3) | TDDV1822L REFRIGERANT (3) |  |  | Unknown | Unknown | Unknown | Call for Quote | Call for Quote
TDDV1822L TWIN-COOL VALVE (6) | TDDV1822L TWIN-COOL VALVE (6) |  |  | Unknown | Unknown | Unknown | Call for Quote | Call for Quote
TDDV1822L VERSION (4) | TDDV1822L VERSION (4) |  |  | Unknown | Unknown | Unknown | Call for Quote | Call for Quote
TDDV2242D ACCESSORIES (7) | TDDV2242D ACCESSORIES (7) |  |  | Unknown | Unknown | Unknown | Call for Quote | Call for Quote
TDDV2242D AIR FILTER (5) | TDDV2242D AIR FILTER (5) |  |  | Unknown | Unknown | Unknown | Call for Quote | Call for Quote
TDDV2242D DAMPER (10) | TDDV2242D DAMPER (10) |  |  | Unknown | Unknown | Unknown | Call for Quote | Call for Quote
TDDV2242D ELEC ACCY (12) | TDDV2242D ELEC ACCY (12) |  |  | Unknown | Unknown | Unknown | Call for Quote | Call for Quote
TDDV2242D ELEC HEAT (8) | TDDV2242D ELEC HEAT (8) |  |  | Unknown | Unknown | Unknown | Call for Quote | Call for Quote
TDDV2242D HEATING (9) | TDDV2242D HEATING (9) |  |  | Unknown | Unknown | Unknown | Call for Quote | Call for Quote
TDDV2242D MICROPROCESSER (2) | TDDV2242D MICROPROCESSER (2) |  |  | Unknown | Unknown | Unknown | Call for Quote | Call for Quote
TDDV2242D OTHER ACCY (11) | TDDV2242D OTHER ACCY (11) |  |  | Unknown | Unknown | Unknown | Call for Quote | Call for Quote
TDDV2242D PACKING (14) | TDDV2242D PACKING (14) |  |  | Unknown | Unknown | Unknown | Call for Quote | Call for Quote
TDDV2242D PANELS (13) | TDDV2242D PANELS (13) |  |  | Unknown | Unknown | Unknown | Call for Quote | Call for Quote
TDDV2242D REFRIGERANT (3) | TDDV2242D REFRIGERANT (3) |  |  | Unknown | Unknown | Unknown | Call for Quote | Call for Quote
TDDV2242D TWIN-COOL VALVE (6) | TDDV2242D TWIN-COOL VALVE (6) |  |  | Unknown | Unknown | Unknown | Call for Quote | Call for Quote
TDDV2242D VERSION (4) | TDDV2242D VERSION (4) |  |  | Unknown | Unknown | Unknown | Call for Quote | Call for Quote
TDDV2242G ACCESSORIES (7) | TDDV2242G ACCESSORIES (7) |  |  | Unknown | Unknown | Unknown | Call for Quote | Call for Quote
TDDV2242G AIR FILTER (5) | TDDV2242G AIR FILTER (5) |  |  | Unknown | Unknown | Unknown | Call for Quote | Call for Quote
TDDV2242G COMMON ASSY (0) | TDDV2242G COMMON ASSY (0) |  |  | Unknown | Unknown | Unknown | Call for Quote | Call for Quote
TDDV2242G DAMPER (10) | TDDV2242G DAMPER (10) |  |  | Unknown | Unknown | Unknown | Call for Quote | Call for Quote
TDDV2242G ELEC ACCY (12) | TDDV2242G ELEC ACCY (12) |  |  | Unknown | Unknown | Unknown | Call for Quote | Call for Quote
TDDV2242G ELEC HEAT (8) | TDDV2242G ELEC HEAT (8) |  |  | Unknown | Unknown | Unknown | Call for Quote | Call for Quote
TDDV2242G HEATING (9) | TDDV2242G HEATING (9) |  |  | Unknown | Unknown | Unknown | Call for Quote | Call for Quote
TDDV2242G MICROPROCESSER (2) | TDDV2242G MICROPROCESSER (2) |  |  | Unknown | Unknown | Unknown | Call for Quote | Call for Quote
TDDV2242G OTHER ACCY (11) | TDDV2242G OTHER ACCY (11) |  |  | Unknown | Unknown | Unknown | Call for Quote | Call for Quote
TDDV2242G PACKING (14) | TDDV2242G PACKING (14) |  |  | Unknown | Unknown | Unknown | Call for Quote | Call for Quote
TDDV2242G PANELS (13) | TDDV2242G PANELS (13) |  |  | Unknown | Unknown | Unknown | Call for Quote | Call for Quote
TDDV2242G REFRIGERANT (3) | TDDV2242G REFRIGERANT (3) |  |  | Unknown | Unknown | Unknown | Call for Quote | Call for Quote
TDDV2242G TWIN-COOL VALVE (6) | TDDV2242G TWIN-COOL VALVE (6) |  |  | Unknown | Unknown | Unknown | Call for Quote | Call for Quote
TDDV2242G VERSION (4) | TDDV2242G VERSION (4) |  |  | Unknown | Unknown | Unknown | Call for Quote | Call for Quote
TDDV2242L ACCESSORIES (7) | TDDV2242L ACCESSORIES (7) |  |  | Unknown | Unknown | Unknown | Call for Quote | Call for Quote
TDDV2242L AIR FILTER (5) | TDDV2242L AIR FILTER (5) |  |  | Unknown | Unknown | Unknown | Call for Quote | Call for Quote
TDDV2242L COMMON ASSY (0) | TDDV2242L COMMON ASSY (0) |  |  | Unknown | Unknown | Unknown | Call for Quote | Call for Quote
TDDV2242L DAMPER (10) | TDDV2242L DAMPER (10) |  |  | Unknown | Unknown | Unknown | Call for Quote | Call for Quote
TDDV2242L ELEC ACCY (12) | TDDV2242L ELEC ACCY (12) |  |  | Unknown | Unknown | Unknown | Call for Quote | Call for Quote
TDDV2242L ELEC HEAT (8) | TDDV2242L ELEC HEAT (8) |  |  | Unknown | Unknown | Unknown | Call for Quote | Call for Quote
TDDV2242L HEATING (9) | TDDV2242L HEATING (9) |  |  | Unknown | Unknown | Unknown | Call for Quote | Call for Quote
TDDV2242L MICROPROCESSER (2) | TDDV2242L MICROPROCESSER (2) |  |  | Unknown | Unknown | Unknown | Call for Quote | Call for Quote
TDDV2242L OTHER ACCY (11) | TDDV2242L OTHER ACCY (11) |  |  | Unknown | Unknown | Unknown | Call for Quote | Call for Quote
TDDV2242L PACKING (14) | TDDV2242L PACKING (14) |  |  | Unknown | Unknown | Unknown | Call for Quote | Call for Quote
TDDV2242L PANELS (13) | TDDV2242L PANELS (13) |  |  | Unknown | Unknown | Unknown | Call for Quote | Call for Quote
TDDV2242L REFRIGERANT (3) | TDDV2242L REFRIGERANT (3) |  |  | Unknown | Unknown | Unknown | Call for Quote | Call for Quote
TDDV2242L TWIN-COOL VALVE (6) | TDDV2242L TWIN-COOL VALVE (6) |  |  | Unknown | Unknown | Unknown | Call for Quote | Call for Quote
TDDV2242L VERSION (4) | TDDV2242L VERSION (4) |  |  | Unknown | Unknown | Unknown | Call for Quote | Call for Quote
TDDV2542D ACCESSORIES (7) | TDDV2542D ACCESSORIES (7) |  |  | Unknown | Unknown | Unknown | Call for Quote | Call for Quote
TDDV2542D AIR FILTER (5) | TDDV2542D AIR FILTER (5) |  |  | Unknown | Unknown | Unknown | Call for Quote | Call for Quote
TDDV2542D COMMON ASSY (0) | TDDV2542D COMMON ASSY (0) |  |  | Unknown | Unknown | Unknown | Call for Quote | Call for Quote
TDDV2542D DAMPER (10) | TDDV2542D DAMPER (10) |  |  | Unknown | Unknown | Unknown | Call for Quote | Call for Quote
TDDV2542D ELEC ACCY (12) | TDDV2542D ELEC ACCY (12) |  |  | Unknown | Unknown | Unknown | Call for Quote | Call for Quote
TDDV2542D ELEC HEAT (8) | TDDV2542D ELEC HEAT (8) |  |  | Unknown | Unknown | Unknown | Call for Quote | Call for Quote
TDDV2542D HEATING (9) | TDDV2542D HEATING (9) |  |  | Unknown | Unknown | Unknown | Call for Quote | Call for Quote
TDDV2542D MICROPROCESSER (2) | TDDV2542D MICROPROCESSER (2) |  |  | Unknown | Unknown | Unknown | Call for Quote | Call for Quote
TDDV2542D OTHER ACCY (11) | TDDV2542D OTHER ACCY (11) |  |  | Unknown | Unknown | Unknown | Call for Quote | Call for Quote
TDDV2542D PACKING (14) | TDDV2542D PACKING (14) |  |  | Unknown | Unknown | Unknown | Call for Quote | Call for Quote
TDDV2542D PANELS (13) | TDDV2542D PANELS (13) |  |  | Unknown | Unknown | Unknown | Call for Quote | Call for Quote
TDDV2542D REFRIGERANT (3) | TDDV2542D REFRIGERANT (3) |  |  | Unknown | Unknown | Unknown | Call for Quote | Call for Quote
TDDV2542D TWIN-COOL VALVE (6) | TDDV2542D TWIN-COOL VALVE (6) |  |  | Unknown | Unknown | Unknown | Call for Quote | Call for Quote
TDDV2542D VERSION (4) | TDDV2542D VERSION (4) |  |  | Unknown | Unknown | Unknown | Call for Quote | Call for Quote
TDDV2542G ACCESSORIES (7) | TDDV2542G ACCESSORIES (7) |  |  | Unknown | Unknown | Unknown | Call for Quote | Call for Quote
TDDV2542G AIR FILTER (5) | TDDV2542G AIR FILTER (5) |  |  | Unknown | Unknown | Unknown | Call for Quote | Call for Quote
TDDV2542G COMMON ASSY (0) | TDDV2542G COMMON ASSY (0) |  |  | Unknown | Unknown | Unknown | Call for Quote | Call for Quote
TDDV2542G DAMPER (10) | TDDV2542G DAMPER (10) |  |  | Unknown | Unknown | Unknown | Call for Quote | Call for Quote
TDDV2542G ELEC ACCY (12) | TDDV2542G ELEC ACCY (12) |  |  | Unknown | Unknown | Unknown | Call for Quote | Call for Quote
TDDV2542G ELEC HEAT (8) | TDDV2542G ELEC HEAT (8) |  |  | Unknown | Unknown | Unknown | Call for Quote | Call for Quote
TDDV2542G HEATING (9) | TDDV2542G HEATING (9) |  |  | Unknown | Unknown | Unknown | Call for Quote | Call for Quote
TDDV2542G MICROPROCESSER (2) | TDDV2542G MICROPROCESSER (2) |  |  | Unknown | Unknown | Unknown | Call for Quote | Call for Quote
TDDV2542G OTHER ACCY (11) | TDDV2542G OTHER ACCY (11) |  |  | Unknown | Unknown | Unknown | Call for Quote | Call for Quote
TDDV2542G PACKING (14) | TDDV2542G PACKING (14) |  |  | Unknown | Unknown | Unknown | Call for Quote | Call for Quote
TDDV2542G PANELS (13) | TDDV2542G PANELS (13) |  |  | Unknown | Unknown | Unknown | Call for Quote | Call for Quote
TDDV2542G REFRIGERANT (3) | TDDV2542G REFRIGERANT (3) |  |  | Unknown | Unknown | Unknown | Call for Quote | Call for Quote
TDDV2542G TWIN-COOL VALVE (6) | TDDV2542G TWIN-COOL VALVE (6) |  |  | Unknown | Unknown | Unknown | Call for Quote | Call for Quote
TDDV2542G VERSION (4) | TDDV2542G VERSION (4) |  |  | Unknown | Unknown | Unknown | Call for Quote | Call for Quote
TDDV2542L ACCESSORIES (7) | TDDV2542L ACCESSORIES (7) |  |  | Unknown | Unknown | Unknown | Call for Quote | Call for Quote
TDDV2542L AIR FILTER (5) | TDDV2542L AIR FILTER (5) |  |  | Unknown | Unknown | Unknown | Call for Quote | Call for Quote
TDDV2542L COMMON ASSY (0) | TDDV2542L COMMON ASSY (0) |  |  | Unknown | Unknown | Unknown | Call for Quote | Call for Quote
TDDV2542L DAMPER (10) | TDDV2542L DAMPER (10) |  |  | Unknown | Unknown | Unknown | Call for Quote | Call for Quote
TDDV2542L ELEC ACCY (12) | TDDV2542L ELEC ACCY (12) |  |  | Unknown | Unknown | Unknown | Call for Quote | Call for Quote
TDDV2542L ELEC HEAT (8) | TDDV2542L ELEC HEAT (8) |  |  | Unknown | Unknown | Unknown | Call for Quote | Call for Quote
TDDV2542L HEATING (9) | TDDV2542L HEATING (9) |  |  | Unknown | Unknown | Unknown | Call for Quote | Call for Quote
TDDV2542L MICROPROCESSER (2) | TDDV2542L MICROPROCESSER (2) |  |  | Unknown | Unknown | Unknown | Call for Quote | Call for Quote
TDDV2542L OTHER ACCY (11) | TDDV2542L OTHER ACCY (11) |  |  | Unknown | Unknown | Unknown | Call for Quote | Call for Quote
TDDV2542L PACKING (14) | TDDV2542L PACKING (14) |  |  | Unknown | Unknown | Unknown | Call for Quote | Call for Quote
TDDV2542L PANELS (13) | TDDV2542L PANELS (13) |  |  | Unknown | Unknown | Unknown | Call for Quote | Call for Quote
TDDV2542L REFRIGERANT (3) | TDDV2542L REFRIGERANT (3) |  |  | Unknown | Unknown | Unknown | Call for Quote | Call for Quote
TDDV2542L TWIN-COOL VALVE (6) | TDDV2542L TWIN-COOL VALVE (6) |  |  | Unknown | Unknown | Unknown | Call for Quote | Call for Quote
TDDV2542L VERSION (4) | TDDV2542L VERSION (4) |  |  | Unknown | Unknown | Unknown | Call for Quote | Call for Quote
TDDV2842D ACCESSORIES (7) | TDDV2842D ACCESSORIES (7) |  |  | Unknown | Unknown | Unknown | Call for Quote | Call for Quote
TDDV2842D AIR FILTER (5) | TDDV2842D AIR FILTER (5) |  |  | Unknown | Unknown | Unknown | Call for Quote | Call for Quote
TDDV2842D COMMON ASSY (0) | TDDV2842D COMMON ASSY (0) |  |  | Unknown | Unknown | Unknown | Call for Quote | Call for Quote
TDDV2842D DAMPER (10) | TDDV2842D DAMPER (10) |  |  | Unknown | Unknown | Unknown | Call for Quote | Call for Quote
TDDV2842D ELEC ACCY (12) | TDDV2842D ELEC ACCY (12) |  |  | Unknown | Unknown | Unknown | Call for Quote | Call for Quote
TDDV2842D ELEC HEAT (8) | TDDV2842D ELEC HEAT (8) |  |  | Unknown | Unknown | Unknown | Call for Quote | Call for Quote
TDDV2842D HEATING (9) | TDDV2842D HEATING (9) |  |  | Unknown | Unknown | Unknown | Call for Quote | Call for Quote
TDDV2842D MICROPROCESSER (2) | TDDV2842D MICROPROCESSER (2) |  |  | Unknown | Unknown | Unknown | Call for Quote | Call for Quote
TDDV2842D OTHER ACCY (11) | TDDV2842D OTHER ACCY (11) |  |  | Unknown | Unknown | Unknown | Call for Quote | Call for Quote
TDDV2842D PACKING (14) | TDDV2842D PACKING (14) |  |  | Unknown | Unknown | Unknown | Call for Quote | Call for Quote
TDDV2842D PANELS (13) | TDDV2842D PANELS (13) |  |  | Unknown | Unknown | Unknown | Call for Quote | Call for Quote
TDDV2842D REFRIGERANT (3) | TDDV2842D REFRIGERANT (3) |  |  | Unknown | Unknown | Unknown | Call for Quote | Call for Quote
TDDV2842D TWIN-COOL VALVE (6) | TDDV2842D TWIN-COOL VALVE (6) |  |  | Unknown | Unknown | Unknown | Call for Quote | Call for Quote
TDDV2842D VERSION (4) | TDDV2842D VERSION (4) |  |  | Unknown | Unknown | Unknown | Call for Quote | Call for Quote
TDDV2842G ACCESSORIES (7) | TDDV2842G ACCESSORIES (7) |  |  | Unknown | Unknown | Unknown | Call for Quote | Call for Quote
TDDV2842G AIR FILTER (5) | TDDV2842G AIR FILTER (5) |  |  | Unknown | Unknown | Unknown | Call for Quote | Call for Quote
TDDV2842G COMMON ASSY (0) | TDDV2842G COMMON ASSY (0) |  |  | Unknown | Unknown | Unknown | Call for Quote | Call for Quote
TDDV2842G DAMPER (10) | TDDV2842G DAMPER (10) |  |  | Unknown | Unknown | Unknown | Call for Quote | Call for Quote
TDDV2842G ELEC ACCY (12) | TDDV2842G ELEC ACCY (12) |  |  | Unknown | Unknown | Unknown | Call for Quote | Call for Quote
TDDV2842G ELEC HEAT (8) | TDDV2842G ELEC HEAT (8) |  |  | Unknown | Unknown | Unknown | Call for Quote | Call for Quote
TDDV2842G HEATING (9) | TDDV2842G HEATING (9) |  |  | Unknown | Unknown | Unknown | Call for Quote | Call for Quote
TDDV2842G MICROPROCESSER (2) | TDDV2842G MICROPROCESSER (2) |  |  | Unknown | Unknown | Unknown | Call for Quote | Call for Quote
TDDV2842G OTHER ACCY (11) | TDDV2842G OTHER ACCY (11) |  |  | Unknown | Unknown | Unknown | Call for Quote | Call for Quote
TDDV2842G PACKING (14) | TDDV2842G PACKING (14) |  |  | Unknown | Unknown | Unknown | Call for Quote | Call for Quote
TDDV2842G PANELS (13) | TDDV2842G PANELS (13) |  |  | Unknown | Unknown | Unknown | Call for Quote | Call for Quote
TDDV2842G REFRIGERANT (3) | TDDV2842G REFRIGERANT (3) |  |  | Unknown | Unknown | Unknown | Call for Quote | Call for Quote
TDDV2842G TWIN-COOL VALVE (6) | TDDV2842G TWIN-COOL VALVE (6) |  |  | Unknown | Unknown | Unknown | Call for Quote | Call for Quote
TDDV2842G VERSION (4) | TDDV2842G VERSION (4) |  |  | Unknown | Unknown | Unknown | Call for Quote | Call for Quote
TDDV2842L ACCESSORIES (7) | TDDV2842L ACCESSORIES (7) |  |  | Unknown | Unknown | Unknown | Call for Quote | Call for Quote
TDDV2842L AIR FILTER (5) | TDDV2842L AIR FILTER (5) |  |  | Unknown | Unknown | Unknown | Call for Quote | Call for Quote
TDDV2842L COMMON ASSY (0) | TDDV2842L COMMON ASSY (0) |  |  | Unknown | Unknown | Unknown | Call for Quote | Call for Quote
TDDV2842L DAMPER (10) | TDDV2842L DAMPER (10) |  |  | Unknown | Unknown | Unknown | Call for Quote | Call for Quote
TDDV2842L ELEC ACCY (12) | TDDV2842L ELEC ACCY (12) |  |  | Unknown | Unknown | Unknown | Call for Quote | Call for Quote
TDDV2842L ELEC HEAT (8) | TDDV2842L ELEC HEAT (8) |  |  | Unknown | Unknown | Unknown | Call for Quote | Call for Quote
TDDV2842L HEATING (9) | TDDV2842L HEATING (9) |  |  | Unknown | Unknown | Unknown | Call for Quote | Call for Quote
TDDV2842L MICROPROCESSER (2) | TDDV2842L MICROPROCESSER (2) |  |  | Unknown | Unknown | Unknown | Call for Quote | Call for Quote
TDDV2842L OTHER ACCY (11) | TDDV2842L OTHER ACCY (11) |  |  | Unknown | Unknown | Unknown | Call for Quote | Call for Quote
TDDV2842L PACKING (14) | TDDV2842L PACKING (14) |  |  | Unknown | Unknown | Unknown | Call for Quote | Call for Quote
TDDV2842L PANELS (13) | TDDV2842L PANELS (13) |  |  | Unknown | Unknown | Unknown | Call for Quote | Call for Quote
TDDV2842L REFRIGERANT (3) | TDDV2842L REFRIGERANT (3) |  |  | Unknown | Unknown | Unknown | Call for Quote | Call for Quote
TDDV2842L TWIN-COOL VALVE (6) | TDDV2842L TWIN-COOL VALVE (6) |  |  | Unknown | Unknown | Unknown | Call for Quote | Call for Quote
TDDV2842L VERSION (4) | TDDV2842L VERSION (4) |  |  | Unknown | Unknown | Unknown | Call for Quote | Call for Quote
TDEV0511D ACCESSORIES (7) | TDEV0511D ACCESSORIES (7) |  |  | Unknown | Unknown | Unknown | Call for Quote | Call for Quote
TDEV0511D AIR FILTER (5) | TDEV0511D AIR FILTER (5) |  |  | Unknown | Unknown | Unknown | Call for Quote | Call for Quote
TDEV0511D COMMON ASSY (0) | TDEV0511D COMMON ASSY (0) |  |  | Unknown | Unknown | Unknown | Call for Quote | Call for Quote
TDEV0511D DAMPER (10) | TDEV0511D DAMPER (10) |  |  | Unknown | Unknown | Unknown | Call for Quote | Call for Quote
TDEV0511D ELEC ACCY (12) | TDEV0511D ELEC ACCY (12) |  |  | Unknown | Unknown | Unknown | Call for Quote | Call for Quote
TDEV0511D ELEC HEAT (8) | TDEV0511D ELEC HEAT (8) |  |  | Unknown | Unknown | Unknown | Call for Quote | Call for Quote
TDEV0511D HEATING (9) | TDEV0511D HEATING (9) |  |  | Unknown | Unknown | Unknown | Call for Quote | Call for Quote
TDEV0511D MICROPROCESSER (2) | TDEV0511D MICROPROCESSER (2) |  |  | Unknown | Unknown | Unknown | Call for Quote | Call for Quote
TDEV0511D PACKING (14) | TDEV0511D PACKING (14) |  |  | Unknown | Unknown | Unknown | Call for Quote | Call for Quote
TDEV0511D PANELS (13) | TDEV0511D PANELS (13) |  |  | Unknown | Unknown | Unknown | Call for Quote | Call for Quote
TDEV0511D REFRIGERANT (3) | TDEV0511D REFRIGERANT (3) |  |  | Unknown | Unknown | Unknown | Call for Quote | Call for Quote
TDEV0511D VERSION (4) | TDEV0511D VERSION (4) |  |  | Unknown | Unknown | Unknown | Call for Quote | Call for Quote
TDEV0511G ACCESSORIES (7) | TDEV0511G ACCESSORIES (7) |  |  | Unknown | Unknown | Unknown | Call for Quote | Call for Quote
TDEV0511G AIR FILTER (5) | TDEV0511G AIR FILTER (5) |  |  | Unknown | Unknown | Unknown | Call for Quote | Call for Quote
TDEV0511G COMMON ASSY (0) | TDEV0511G COMMON ASSY (0) |  |  | Unknown | Unknown | Unknown | Call for Quote | Call for Quote
TDEV0511G DAMPER (10) | TDEV0511G DAMPER (10) |  |  | Unknown | Unknown | Unknown | Call for Quote | Call for Quote
TDEV0511G ELEC ACCY (12) | TDEV0511G ELEC ACCY (12) |  |  | Unknown | Unknown | Unknown | Call for Quote | Call for Quote
TDEV0511G ELEC HEAT (8) | TDEV0511G ELEC HEAT (8) |  |  | Unknown | Unknown | Unknown | Call for Quote | Call for Quote
TDEV0511G HEATING (9) | TDEV0511G HEATING (9) |  |  | Unknown | Unknown | Unknown | Call for Quote | Call for Quote
TDEV0511G MICROPROCESSER (2) | TDEV0511G MICROPROCESSER (2) |  |  | Unknown | Unknown | Unknown | Call for Quote | Call for Quote
TDEV0511G PACKING (14) | TDEV0511G PACKING (14) |  |  | Unknown | Unknown | Unknown | Call for Quote | Call for Quote
TDEV0511G PANELS (13) | TDEV0511G PANELS (13) |  |  | Unknown | Unknown | Unknown | Call for Quote | Call for Quote
TDEV0511G REFRIGERANT (3) | TDEV0511G REFRIGERANT (3) |  |  | Unknown | Unknown | Unknown | Call for Quote | Call for Quote
TDEV0511G VERSION (4) | TDEV0511G VERSION (4) |  |  | Unknown | Unknown | Unknown | Call for Quote | Call for Quote
TDEV0511L ACCESSORIES (7) | TDEV0511L ACCESSORIES (7) |  |  | Unknown | Unknown | Unknown | Call for Quote | Call for Quote
TDEV0511L AIR FILTER (5) | TDEV0511L AIR FILTER (5) |  |  | Unknown | Unknown | Unknown | Call for Quote | Call for Quote
TDEV0511L COMMON ASSY (0) | TDEV0511L COMMON ASSY (0) |  |  | Unknown | Unknown | Unknown | Call for Quote | Call for Quote
TDEV0511L DAMPER (10) | TDEV0511L DAMPER (10) |  |  | Unknown | Unknown | Unknown | Call for Quote | Call for Quote
TDEV0511L ELEC ACCY (12) | TDEV0511L ELEC ACCY (12) |  |  | Unknown | Unknown | Unknown | Call for Quote | Call for Quote
TDEV0511L ELEC HEAT (8) | TDEV0511L ELEC HEAT (8) |  |  | Unknown | Unknown | Unknown | Call for Quote | Call for Quote
TDEV0511L HEATING (9) | TDEV0511L HEATING (9) |  |  | Unknown | Unknown | Unknown | Call for Quote | Call for Quote
TDEV0511L MICROPROCESSER (2) | TDEV0511L MICROPROCESSER (2) |  |  | Unknown | Unknown | Unknown | Call for Quote | Call for Quote
TDEV0511L PACKING (14) | TDEV0511L PACKING (14) |  |  | Unknown | Unknown | Unknown | Call for Quote | Call for Quote
TDEV0511L PANELS (13) | TDEV0511L PANELS (13) |  |  | Unknown | Unknown | Unknown | Call for Quote | Call for Quote
TDEV0511L REFRIGERANT (3) | TDEV0511L REFRIGERANT (3) |  |  | Unknown | Unknown | Unknown | Call for Quote | Call for Quote
TDEV0511L VERSION (4) | TDEV0511L VERSION (4) |  |  | Unknown | Unknown | Unknown | Call for Quote | Call for Quote
TDEV0611D ACCESSORIES (7) | TDEV0611D ACCESSORIES (7) |  |  | Unknown | Unknown | Unknown | Call for Quote | Call for Quote
TDEV0611D AIR FILTER (5) | TDEV0611D AIR FILTER (5) |  |  | Unknown | Unknown | Unknown | Call for Quote | Call for Quote
TDEV0611D COMMON ASSY (0) | TDEV0611D COMMON ASSY (0) |  |  | Unknown | Unknown | Unknown | Call for Quote | Call for Quote
TDEV0611D DAMPER (10) | TDEV0611D DAMPER (10) |  |  | Unknown | Unknown | Unknown | Call for Quote | Call for Quote
TDEV0611D ELEC ACCY (12) | TDEV0611D ELEC ACCY (12) |  |  | Unknown | Unknown | Unknown | Call for Quote | Call for Quote
TDEV0611D ELEC HEAT (8) | TDEV0611D ELEC HEAT (8) |  |  | Unknown | Unknown | Unknown | Call for Quote | Call for Quote
TDEV0611D HEATING (9) | TDEV0611D HEATING (9) |  |  | Unknown | Unknown | Unknown | Call for Quote | Call for Quote
TDEV0611D MICROPROCESSER (2) | TDEV0611D MICROPROCESSER (2) |  |  | Unknown | Unknown | Unknown | Call for Quote | Call for Quote
TDEV0611D PACKING (14) | TDEV0611D PACKING (14) |  |  | Unknown | Unknown | Unknown | Call for Quote | Call for Quote
TDEV0611D PANELS (13) | TDEV0611D PANELS (13) |  |  | Unknown | Unknown | Unknown | Call for Quote | Call for Quote
TDEV0611D REFRIGERANT (3) | TDEV0611D REFRIGERANT (3) |  |  | Unknown | Unknown | Unknown | Call for Quote | Call for Quote
TDEV0611D VERSION (4) | TDEV0611D VERSION (4) |  |  | Unknown | Unknown | Unknown | Call for Quote | Call for Quote
TDEV0611G ACCESSORIES (7) | TDEV0611G ACCESSORIES (7) |  |  | Unknown | Unknown | Unknown | Call for Quote | Call for Quote
TDEV0611G AIR FILTER (5) | TDEV0611G AIR FILTER (5) |  |  | Unknown | Unknown | Unknown | Call for Quote | Call for Quote
TDEV0611G COMMON ASSY (0) | TDEV0611G COMMON ASSY (0) |  |  | Unknown | Unknown | Unknown | Call for Quote | Call for Quote
TDEV0611G DAMPER (10) | TDEV0611G DAMPER (10) |  |  | Unknown | Unknown | Unknown | Call for Quote | Call for Quote
TDEV0611G ELEC ACCY (12) | TDEV0611G ELEC ACCY (12) |  |  | Unknown | Unknown | Unknown | Call for Quote | Call for Quote
TDEV0611G ELEC HEAT (8) | TDEV0611G ELEC HEAT (8) |  |  | Unknown | Unknown | Unknown | Call for Quote | Call for Quote
TDEV0611G HEATING (9) | TDEV0611G HEATING (9) |  |  | Unknown | Unknown | Unknown | Call for Quote | Call for Quote
TDEV0611G MICROPROCESSER (2) | TDEV0611G MICROPROCESSER (2) |  |  | Unknown | Unknown | Unknown | Call for Quote | Call for Quote
TDEV0611G PACKING (14) | TDEV0611G PACKING (14) |  |  | Unknown | Unknown | Unknown | Call for Quote | Call for Quote
TDEV0611G PANELS (13) | TDEV0611G PANELS (13) |  |  | Unknown | Unknown | Unknown | Call for Quote | Call for Quote
TDEV0611G REFRIGERANT (3) | TDEV0611G REFRIGERANT (3) |  |  | Unknown | Unknown | Unknown | Call for Quote | Call for Quote
TDEV0611G VERSION (4) | TDEV0611G VERSION (4) |  |  | Unknown | Unknown | Unknown | Call for Quote | Call for Quote
TDEV0611L ACCESSORIES (7) | TDEV0611L ACCESSORIES (7) |  |  | Unknown | Unknown | Unknown | Call for Quote | Call for Quote
TDEV0611L AIR FILTER (5) | TDEV0611L AIR FILTER (5) |  |  | Unknown | Unknown | Unknown | Call for Quote | Call for Quote
TDEV0611L COMMON ASSY (0) | TDEV0611L COMMON ASSY (0) |  |  | Unknown | Unknown | Unknown | Call for Quote | Call for Quote
TDEV0611L DAMPER (10) | TDEV0611L DAMPER (10) |  |  | Unknown | Unknown | Unknown | Call for Quote | Call for Quote
TDEV0611L ELEC ACCY (12) | TDEV0611L ELEC ACCY (12) |  |  | Unknown | Unknown | Unknown | Call for Quote | Call for Quote
TDEV0611L ELEC HEAT (8) | TDEV0611L ELEC HEAT (8) |  |  | Unknown | Unknown | Unknown | Call for Quote | Call for Quote
TDEV0611L HEATING (9) | TDEV0611L HEATING (9) |  |  | Unknown | Unknown | Unknown | Call for Quote | Call for Quote
TDEV0611L MICROPROCESSER (2) | TDEV0611L MICROPROCESSER (2) |  |  | Unknown | Unknown | Unknown | Call for Quote | Call for Quote
TDEV0611L PACKING (14) | TDEV0611L PACKING (14) |  |  | Unknown | Unknown | Unknown | Call for Quote | Call for Quote
TDEV0611L PANELS (13) | TDEV0611L PANELS (13) |  |  | Unknown | Unknown | Unknown | Call for Quote | Call for Quote
TDEV0611L REFRIGERANT (3) | TDEV0611L REFRIGERANT (3) |  |  | Unknown | Unknown | Unknown | Call for Quote | Call for Quote
TDEV0611L VERSION (4) | TDEV0611L VERSION (4) |  |  | Unknown | Unknown | Unknown | Call for Quote | Call for Quote
TDEV0921D ACCESSORIES (7) | TDEV0921D ACCESSORIES (7) |  |  | Unknown | Unknown | Unknown | Call for Quote | Call for Quote
TDEV0921D AIR FILTER (5) | TDEV0921D AIR FILTER (5) |  |  | Unknown | Unknown | Unknown | Call for Quote | Call for Quote
TDEV0921D COMMON ASSY (0) | TDEV0921D COMMON ASSY (0) |  |  | Unknown | Unknown | Unknown | Call for Quote | Call for Quote
TDEV0921D DAMPER (10) | TDEV0921D DAMPER (10) |  |  | Unknown | Unknown | Unknown | Call for Quote | Call for Quote
TDEV0921D ELEC ACCY (12) | TDEV0921D ELEC ACCY (12) |  |  | Unknown | Unknown | Unknown | Call for Quote | Call for Quote
TDEV0921D ELEC HEAT (8) | TDEV0921D ELEC HEAT (8) |  |  | Unknown | Unknown | Unknown | Call for Quote | Call for Quote
TDEV0921D HEATING (9) | TDEV0921D HEATING (9) |  |  | Unknown | Unknown | Unknown | Call for Quote | Call for Quote
TDEV0921D MICROPROCESSER (2) | TDEV0921D MICROPROCESSER (2) |  |  | Unknown | Unknown | Unknown | Call for Quote | Call for Quote
TDEV0921D PACKING (14) | TDEV0921D PACKING (14) |  |  | Unknown | Unknown | Unknown | Call for Quote | Call for Quote
TDEV0921D PANELS (13) | TDEV0921D PANELS (13) |  |  | Unknown | Unknown | Unknown | Call for Quote | Call for Quote
TDEV0921D REFRIGERANT (3) | TDEV0921D REFRIGERANT (3) |  |  | Unknown | Unknown | Unknown | Call for Quote | Call for Quote
TDEV0921D VERSION (4) | TDEV0921D VERSION (4) |  |  | Unknown | Unknown | Unknown | Call for Quote | Call for Quote
TDEV0921G ACCESSORIES (7) | TDEV0921G ACCESSORIES (7) |  |  | Unknown | Unknown | Unknown | Call for Quote | Call for Quote
TDEV0921G AIR FILTER (5) | TDEV0921G AIR FILTER (5) |  |  | Unknown | Unknown | Unknown | Call for Quote | Call for Quote
TDEV0921G COMMON ASSY (0) | TDEV0921G COMMON ASSY (0) |  |  | Unknown | Unknown | Unknown | Call for Quote | Call for Quote
TDEV0921G DAMPER (10) | TDEV0921G DAMPER (10) |  |  | Unknown | Unknown | Unknown | Call for Quote | Call for Quote
TDEV0921G ELEC ACCY (12) | TDEV0921G ELEC ACCY (12) |  |  | Unknown | Unknown | Unknown | Call for Quote | Call for Quote
TDEV0921G ELEC HEAT (8) | TDEV0921G ELEC HEAT (8) |  |  | Unknown | Unknown | Unknown | Call for Quote | Call for Quote
TDEV0921G HEATING (9) | TDEV0921G HEATING (9) |  |  | Unknown | Unknown | Unknown | Call for Quote | Call for Quote
TDEV0921G MICROPROCESSER (2) | TDEV0921G MICROPROCESSER (2) |  |  | Unknown | Unknown | Unknown | Call for Quote | Call for Quote
TDEV0921G PACKING (14) | TDEV0921G PACKING (14) |  |  | Unknown | Unknown | Unknown | Call for Quote | Call for Quote
TDEV0921G PANELS (13) | TDEV0921G PANELS (13) |  |  | Unknown | Unknown | Unknown | Call for Quote | Call for Quote
TDEV0921G REFRIGERANT (3) | TDEV0921G REFRIGERANT (3) |  |  | Unknown | Unknown | Unknown | Call for Quote | Call for Quote
TDEV0921G VERSION (4) | TDEV0921G VERSION (4) |  |  | Unknown | Unknown | Unknown | Call for Quote | Call for Quote
TDEV0921L ACCESSORIES (7) | TDEV0921L ACCESSORIES (7) |  |  | Unknown | Unknown | Unknown | Call for Quote | Call for Quote
TDEV0921L AIR FILTER (5) | TDEV0921L AIR FILTER (5) |  |  | Unknown | Unknown | Unknown | Call for Quote | Call for Quote
TDEV0921L COMMON ASSY (0) | TDEV0921L COMMON ASSY (0) |  |  | Unknown | Unknown | Unknown | Call for Quote | Call for Quote
TDEV0921L DAMPER (10) | TDEV0921L DAMPER (10) |  |  | Unknown | Unknown | Unknown | Call for Quote | Call for Quote
TDEV0921L ELEC ACCY (12) | TDEV0921L ELEC ACCY (12) |  |  | Unknown | Unknown | Unknown | Call for Quote | Call for Quote
TDEV0921L ELEC HEAT (8) | TDEV0921L ELEC HEAT (8) |  |  | Unknown | Unknown | Unknown | Call for Quote | Call for Quote
TDEV0921L HEATING (9) | TDEV0921L HEATING (9) |  |  | Unknown | Unknown | Unknown | Call for Quote | Call for Quote
TDEV0921L MICROPROCESSER (2) | TDEV0921L MICROPROCESSER (2) |  |  | Unknown | Unknown | Unknown | Call for Quote | Call for Quote
TDEV0921L PACKING (14) | TDEV0921L PACKING (14) |  |  | Unknown | Unknown | Unknown | Call for Quote | Call for Quote
TDEV0921L PANELS (13) | TDEV0921L PANELS (13) |  |  | Unknown | Unknown | Unknown | Call for Quote | Call for Quote
TDEV0921L REFRIGERANT (3) | TDEV0921L REFRIGERANT (3) |  |  | Unknown | Unknown | Unknown | Call for Quote | Call for Quote
TDEV0921L VERSION (4) | TDEV0921L VERSION (4) |  |  | Unknown | Unknown | Unknown | Call for Quote | Call for Quote
TDEV1121D ACCESSORIES (7) | TDEV1121D ACCESSORIES (7) |  |  | Unknown | Unknown | Unknown | Call for Quote | Call for Quote
TDEV1121D AIR FILTER (5) | TDEV1121D AIR FILTER (5) |  |  | Unknown | Unknown | Unknown | Call for Quote | Call for Quote
TDEV1121D COMMON ASSY (0) | TDEV1121D COMMON ASSY (0) |  |  | Unknown | Unknown | Unknown | Call for Quote | Call for Quote
TDEV1121D DAMPER (10) | TDEV1121D DAMPER (10) |  |  | Unknown | Unknown | Unknown | Call for Quote | Call for Quote
TDEV1121D ELEC ACCY (12) | TDEV1121D ELEC ACCY (12) |  |  | Unknown | Unknown | Unknown | Call for Quote | Call for Quote
TDEV1121D ELEC HEAT (8) | TDEV1121D ELEC HEAT (8) |  |  | Unknown | Unknown | Unknown | Call for Quote | Call for Quote
TDEV1121D HEATING (9) | TDEV1121D HEATING (9) |  |  | Unknown | Unknown | Unknown | Call for Quote | Call for Quote
TDEV1121D MICROPROCESSER (2) | TDEV1121D MICROPROCESSER (2) |  |  | Unknown | Unknown | Unknown | Call for Quote | Call for Quote
TDEV1121D PACKING (14) | TDEV1121D PACKING (14) |  |  | Unknown | Unknown | Unknown | Call for Quote | Call for Quote
TDEV1121D PANELS (13) | TDEV1121D PANELS (13) |  |  | Unknown | Unknown | Unknown | Call for Quote | Call for Quote
TDEV1121D REFRIGERANT (3) | TDEV1121D REFRIGERANT (3) |  |  | Unknown | Unknown | Unknown | Call for Quote | Call for Quote
TDEV1121D VERSION (4) | TDEV1121D VERSION (4) |  |  | Unknown | Unknown | Unknown | Call for Quote | Call for Quote
TDEV1121G ACCESSORIES (7) | TDEV1121G ACCESSORIES (7) |  |  | Unknown | Unknown | Unknown | Call for Quote | Call for Quote
TDEV1121G AIR FILTER (5) | TDEV1121G AIR FILTER (5) |  |  | Unknown | Unknown | Unknown | Call for Quote | Call for Quote
TDEV1121G COMMON ASSY (0) | TDEV1121G COMMON ASSY (0) |  |  | Unknown | Unknown | Unknown | Call for Quote | Call for Quote
TDEV1121G DAMPER (10) | TDEV1121G DAMPER (10) |  |  | Unknown | Unknown | Unknown | Call for Quote | Call for Quote
TDEV1121G ELEC ACCY (12) | TDEV1121G ELEC ACCY (12) |  |  | Unknown | Unknown | Unknown | Call for Quote | Call for Quote
TDEV1121G ELEC HEAT (8) | TDEV1121G ELEC HEAT (8) |  |  | Unknown | Unknown | Unknown | Call for Quote | Call for Quote
TDEV1121G HEATING (9) | TDEV1121G HEATING (9) |  |  | Unknown | Unknown | Unknown | Call for Quote | Call for Quote
TDEV1121G MICROPROCESSER (2) | TDEV1121G MICROPROCESSER (2) |  |  | Unknown | Unknown | Unknown | Call for Quote | Call for Quote
TDEV1121G PACKING (14) | TDEV1121G PACKING (14) |  |  | Unknown | Unknown | Unknown | Call for Quote | Call for Quote
TDEV1121G PANELS (13) | TDEV1121G PANELS (13) |  |  | Unknown | Unknown | Unknown | Call for Quote | Call for Quote
TDEV1121G REFRIGERANT (3) | TDEV1121G REFRIGERANT (3) |  |  | Unknown | Unknown | Unknown | Call for Quote | Call for Quote
TDEV1121G VERSION (4) | TDEV1121G VERSION (4) |  |  | Unknown | Unknown | Unknown | Call for Quote | Call for Quote
TDEV1121L ACCESSORIES (7) | TDEV1121L ACCESSORIES (7) |  |  | Unknown | Unknown | Unknown | Call for Quote | Call for Quote
TDEV1121L AIR FILTER (5) | TDEV1121L AIR FILTER (5) |  |  | Unknown | Unknown | Unknown | Call for Quote | Call for Quote
TDEV1121L COMMON ASSY (0) | TDEV1121L COMMON ASSY (0) |  |  | Unknown | Unknown | Unknown | Call for Quote | Call for Quote
TDEV1121L DAMPER (10) | TDEV1121L DAMPER (10) |  |  | Unknown | Unknown | Unknown | Call for Quote | Call for Quote
TDEV1121L ELEC ACCY (12) | TDEV1121L ELEC ACCY (12) |  |  | Unknown | Unknown | Unknown | Call for Quote | Call for Quote
TDEV1121L ELEC HEAT (8) | TDEV1121L ELEC HEAT (8) |  |  | Unknown | Unknown | Unknown | Call for Quote | Call for Quote
TDEV1121L HEATING (9) | TDEV1121L HEATING (9) |  |  | Unknown | Unknown | Unknown | Call for Quote | Call for Quote
TDEV1121L MICROPROCESSER (2) | TDEV1121L MICROPROCESSER (2) |  |  | Unknown | Unknown | Unknown | Call for Quote | Call for Quote
TDEV1121L PACKING (14) | TDEV1121L PACKING (14) |  |  | Unknown | Unknown | Unknown | Call for Quote | Call for Quote
TDEV1121L PANELS (13) | TDEV1121L PANELS (13) |  |  | Unknown | Unknown | Unknown | Call for Quote | Call for Quote
TDEV1121L REFRIGERANT (3) | TDEV1121L REFRIGERANT (3) |  |  | Unknown | Unknown | Unknown | Call for Quote | Call for Quote
TDEV1121L VERSION (4) | TDEV1121L VERSION (4) |  |  | Unknown | Unknown | Unknown | Call for Quote | Call for Quote
TDEV1422D ACCESSORIES (7) | TDEV1422D ACCESSORIES (7) |  |  | Unknown | Unknown | Unknown | Call for Quote | Call for Quote
TDEV1422D AIR FILTER (5) | TDEV1422D AIR FILTER (5) |  |  | Unknown | Unknown | Unknown | Call for Quote | Call for Quote
TDEV1422D COMMON ASSY (0) | TDEV1422D COMMON ASSY (0) |  |  | Unknown | Unknown | Unknown | Call for Quote | Call for Quote
TDEV1422D DAMPER (10) | TDEV1422D DAMPER (10) |  |  | Unknown | Unknown | Unknown | Call for Quote | Call for Quote
TDEV1422D ELEC ACCY (12) | TDEV1422D ELEC ACCY (12) |  |  | Unknown | Unknown | Unknown | Call for Quote | Call for Quote
TDEV1422D ELEC HEAT (8) | TDEV1422D ELEC HEAT (8) |  |  | Unknown | Unknown | Unknown | Call for Quote | Call for Quote
TDEV1422D HEATING (9) | TDEV1422D HEATING (9) |  |  | Unknown | Unknown | Unknown | Call for Quote | Call for Quote
TDEV1422D MICROPROCESSER (2) | TDEV1422D MICROPROCESSER (2) |  |  | Unknown | Unknown | Unknown | Call for Quote | Call for Quote
TDEV1422D PACKING (14) | TDEV1422D PACKING (14) |  |  | Unknown | Unknown | Unknown | Call for Quote | Call for Quote
TDEV1422D PANELS (13) | TDEV1422D PANELS (13) |  |  | Unknown | Unknown | Unknown | Call for Quote | Call for Quote
TDEV1422D REFRIGERANT (3) | TDEV1422D REFRIGERANT (3) |  |  | Unknown | Unknown | Unknown | Call for Quote | Call for Quote
TDEV1422D VERSION (4) | TDEV1422D VERSION (4) |  |  | Unknown | Unknown | Unknown | Call for Quote | Call for Quote
TDEV1422G ACCESSORIES (7) | TDEV1422G ACCESSORIES (7) |  |  | Unknown | Unknown | Unknown | Call for Quote | Call for Quote
TDEV1422G AIR FILTER (5) | TDEV1422G AIR FILTER (5) |  |  | Unknown | Unknown | Unknown | Call for Quote | Call for Quote
TDEV1422G COMMON ASSY (0) | TDEV1422G COMMON ASSY (0) |  |  | Unknown | Unknown | Unknown | Call for Quote | Call for Quote
TDEV1422G DAMPER (10) | TDEV1422G DAMPER (10) |  |  | Unknown | Unknown | Unknown | Call for Quote | Call for Quote
TDEV1422G ELEC ACCY (12) | TDEV1422G ELEC ACCY (12) |  |  | Unknown | Unknown | Unknown | Call for Quote | Call for Quote
TDEV1422G ELEC HEAT (8) | TDEV1422G ELEC HEAT (8) |  |  | Unknown | Unknown | Unknown | Call for Quote | Call for Quote
TDEV1422G HEATING (9) | TDEV1422G HEATING (9) |  |  | Unknown | Unknown | Unknown | Call for Quote | Call for Quote
TDEV1422G MICROPROCESSER (2) | TDEV1422G MICROPROCESSER (2) |  |  | Unknown | Unknown | Unknown | Call for Quote | Call for Quote
TDEV1422G PACKING (14) | TDEV1422G PACKING (14) |  |  | Unknown | Unknown | Unknown | Call for Quote | Call for Quote
TDEV1422G PANELS (13) | TDEV1422G PANELS (13) |  |  | Unknown | Unknown | Unknown | Call for Quote | Call for Quote
TDEV1422G REFRIGERANT (3) | TDEV1422G REFRIGERANT (3) |  |  | Unknown | Unknown | Unknown | Call for Quote | Call for Quote
TDEV1422G VERSION (4) | TDEV1422G VERSION (4) |  |  | Unknown | Unknown | Unknown | Call for Quote | Call for Quote
TDEV1422L ACCESSORIES (7) | TDEV1422L ACCESSORIES (7) |  |  | Unknown | Unknown | Unknown | Call for Quote | Call for Quote
TDEV1422L AIR FILTER (5) | TDEV1422L AIR FILTER (5) |  |  | Unknown | Unknown | Unknown | Call for Quote | Call for Quote
TDEV1422L COMMON ASSY (0) | TDEV1422L COMMON ASSY (0) |  |  | Unknown | Unknown | Unknown | Call for Quote | Call for Quote
TDEV1422L DAMPER (10) | TDEV1422L DAMPER (10) |  |  | Unknown | Unknown | Unknown | Call for Quote | Call for Quote
TDEV1422L ELEC ACCY (12) | TDEV1422L ELEC ACCY (12) |  |  | Unknown | Unknown | Unknown | Call for Quote | Call for Quote
TDEV1422L ELEC HEAT (8) | TDEV1422L ELEC HEAT (8) |  |  | Unknown | Unknown | Unknown | Call for Quote | Call for Quote
TDEV1422L HEATING (9) | TDEV1422L HEATING (9) |  |  | Unknown | Unknown | Unknown | Call for Quote | Call for Quote
TDEV1422L MICROPROCESSER (2) | TDEV1422L MICROPROCESSER (2) |  |  | Unknown | Unknown | Unknown | Call for Quote | Call for Quote
TDEV1422L PACKING (14) | TDEV1422L PACKING (14) |  |  | Unknown | Unknown | Unknown | Call for Quote | Call for Quote
TDEV1422L PANELS (13) | TDEV1422L PANELS (13) |  |  | Unknown | Unknown | Unknown | Call for Quote | Call for Quote
TDEV1422L REFRIGERANT (3) | TDEV1422L REFRIGERANT (3) |  |  | Unknown | Unknown | Unknown | Call for Quote | Call for Quote
TDEV1422L VERSION (4) | TDEV1422L VERSION (4) |  |  | Unknown | Unknown | Unknown | Call for Quote | Call for Quote
TDEV1622D ACCESSORIES (7) | TDEV1622D ACCESSORIES (7) |  |  | Unknown | Unknown | Unknown | Call for Quote | Call for Quote
TDEV1622D AIR FILTER (5) | TDEV1622D AIR FILTER (5) |  |  | Unknown | Unknown | Unknown | Call for Quote | Call for Quote
TDEV1622D COMMON ASSY (0) | TDEV1622D COMMON ASSY (0) |  |  | Unknown | Unknown | Unknown | Call for Quote | Call for Quote
TDEV1622D DAMPER (10) | TDEV1622D DAMPER (10) |  |  | Unknown | Unknown | Unknown | Call for Quote | Call for Quote
TDEV1622D ELEC ACCY (12) | TDEV1622D ELEC ACCY (12) |  |  | Unknown | Unknown | Unknown | Call for Quote | Call for Quote
TDEV1622D ELEC HEAT (8) | TDEV1622D ELEC HEAT (8) |  |  | Unknown | Unknown | Unknown | Call for Quote | Call for Quote
TDEV1622D HEATING (9) | TDEV1622D HEATING (9) |  |  | Unknown | Unknown | Unknown | Call for Quote | Call for Quote
TDEV1622D MICROPROCESSER (2) | TDEV1622D MICROPROCESSER (2) |  |  | Unknown | Unknown | Unknown | Call for Quote | Call for Quote
TDEV1622D PACKING (14) | TDEV1622D PACKING (14) |  |  | Unknown | Unknown | Unknown | Call for Quote | Call for Quote
TDEV1622D PANELS (13) | TDEV1622D PANELS (13) |  |  | Unknown | Unknown | Unknown | Call for Quote | Call for Quote
TDEV1622D REFRIGERANT (3) | TDEV1622D REFRIGERANT (3) |  |  | Unknown | Unknown | Unknown | Call for Quote | Call for Quote
TDEV1622D VERSION (4) | TDEV1622D VERSION (4) |  |  | Unknown | Unknown | Unknown | Call for Quote | Call for Quote
TDEV1622G ACCESSORIES (7) | TDEV1622G ACCESSORIES (7) |  |  | Unknown | Unknown | Unknown | Call for Quote | Call for Quote
TDEV1622G AIR FILTER (5) | TDEV1622G AIR FILTER (5) |  |  | Unknown | Unknown | Unknown | Call for Quote | Call for Quote
TDEV1622G COMMON ASSY (0) | TDEV1622G COMMON ASSY (0) |  |  | Unknown | Unknown | Unknown | Call for Quote | Call for Quote
TDEV1622G DAMPER (10) | TDEV1622G DAMPER (10) |  |  | Unknown | Unknown | Unknown | Call for Quote | Call for Quote
TDEV1622G ELEC ACCY (12) | TDEV1622G ELEC ACCY (12) |  |  | Unknown | Unknown | Unknown | Call for Quote | Call for Quote
TDEV1622G ELEC HEAT (8) | TDEV1622G ELEC HEAT (8) |  |  | Unknown | Unknown | Unknown | Call for Quote | Call for Quote
TDEV1622G HEATING (9) | TDEV1622G HEATING (9) |  |  | Unknown | Unknown | Unknown | Call for Quote | Call for Quote
TDEV1622G MICROPROCESSER (2) | TDEV1622G MICROPROCESSER (2) |  |  | Unknown | Unknown | Unknown | Call for Quote | Call for Quote
TDEV1622G PACKING (14) | TDEV1622G PACKING (14) |  |  | Unknown | Unknown | Unknown | Call for Quote | Call for Quote
TDEV1622G PANELS (13) | TDEV1622G PANELS (13) |  |  | Unknown | Unknown | Unknown | Call for Quote | Call for Quote
TDEV1622G REFRIGERANT (3) | TDEV1622G REFRIGERANT (3) |  |  | Unknown | Unknown | Unknown | Call for Quote | Call for Quote
TDEV1622G VERSION (4) | TDEV1622G VERSION (4) |  |  | Unknown | Unknown | Unknown | Call for Quote | Call for Quote
TDEV1622L ACCESSORIES (7) | TDEV1622L ACCESSORIES (7) |  |  | Unknown | Unknown | Unknown | Call for Quote | Call for Quote
TDEV1622L AIR FILTER (5) | TDEV1622L AIR FILTER (5) |  |  | Unknown | Unknown | Unknown | Call for Quote | Call for Quote
TDEV1622L COMMON ASSY (0) | TDEV1622L COMMON ASSY (0) |  |  | Unknown | Unknown | Unknown | Call for Quote | Call for Quote
TDEV1622L DAMPER (10) | TDEV1622L DAMPER (10) |  |  | Unknown | Unknown | Unknown | Call for Quote | Call for Quote
TDEV1622L ELEC ACCY (12) | TDEV1622L ELEC ACCY (12) |  |  | Unknown | Unknown | Unknown | Call for Quote | Call for Quote
TDEV1622L ELEC HEAT (8) | TDEV1622L ELEC HEAT (8) |  |  | Unknown | Unknown | Unknown | Call for Quote | Call for Quote
TDEV1622L HEATING (9) | TDEV1622L HEATING (9) |  |  | Unknown | Unknown | Unknown | Call for Quote | Call for Quote
TDEV1622L MICROPROCESSER (2) | TDEV1622L MICROPROCESSER (2) |  |  | Unknown | Unknown | Unknown | Call for Quote | Call for Quote
TDEV1622L PACKING (14) | TDEV1622L PACKING (14) |  |  | Unknown | Unknown | Unknown | Call for Quote | Call for Quote
TDEV1622L PANELS (13) | TDEV1622L PANELS (13) |  |  | Unknown | Unknown | Unknown | Call for Quote | Call for Quote
TDEV1622L REFRIGERANT (3) | TDEV1622L REFRIGERANT (3) |  |  | Unknown | Unknown | Unknown | Call for Quote | Call for Quote
TDEV1622L VERSION (4) | TDEV1622L VERSION (4) |  |  | Unknown | Unknown | Unknown | Call for Quote | Call for Quote
TDEV1822D ACCESSORIES (7) | TDEV1822D ACCESSORIES (7) |  |  | Unknown | Unknown | Unknown | Call for Quote | Call for Quote
TDEV1822D AIR FILTER (5) | TDEV1822D AIR FILTER (5) |  |  | Unknown | Unknown | Unknown | Call for Quote | Call for Quote
TDEV1822D COMMON ASSY (0) | TDEV1822D COMMON ASSY (0) |  |  | Unknown | Unknown | Unknown | Call for Quote | Call for Quote
TDEV1822D DAMPER (10) | TDEV1822D DAMPER (10) |  |  | Unknown | Unknown | Unknown | Call for Quote | Call for Quote
TDEV1822D ELEC ACCY (12) | TDEV1822D ELEC ACCY (12) |  |  | Unknown | Unknown | Unknown | Call for Quote | Call for Quote
TDEV1822D ELEC HEAT (8) | TDEV1822D ELEC HEAT (8) |  |  | Unknown | Unknown | Unknown | Call for Quote | Call for Quote
TDEV1822D HEATING (9) | TDEV1822D HEATING (9) |  |  | Unknown | Unknown | Unknown | Call for Quote | Call for Quote
TDEV1822D MICROPROCESSER (2) | TDEV1822D MICROPROCESSER (2) |  |  | Unknown | Unknown | Unknown | Call for Quote | Call for Quote
TDEV1822D PACKING (14) | TDEV1822D PACKING (14) |  |  | Unknown | Unknown | Unknown | Call for Quote | Call for Quote
TDEV1822D PANELS (13) | TDEV1822D PANELS (13) |  |  | Unknown | Unknown | Unknown | Call for Quote | Call for Quote
TDEV1822D REFRIGERANT (3) | TDEV1822D REFRIGERANT (3) |  |  | Unknown | Unknown | Unknown | Call for Quote | Call for Quote
TDEV1822D VERSION (4) | TDEV1822D VERSION (4) |  |  | Unknown | Unknown | Unknown | Call for Quote | Call for Quote
TDEV1822G ACCESSORIES (7) | TDEV1822G ACCESSORIES (7) |  |  | Unknown | Unknown | Unknown | Call for Quote | Call for Quote
TDEV1822G AIR FILTER (5) | TDEV1822G AIR FILTER (5) |  |  | Unknown | Unknown | Unknown | Call for Quote | Call for Quote
TDEV1822G COMMON ASSY (0) | TDEV1822G COMMON ASSY (0) |  |  | Unknown | Unknown | Unknown | Call for Quote | Call for Quote
TDEV1822G DAMPER (10) | TDEV1822G DAMPER (10) |  |  | Unknown | Unknown | Unknown | Call for Quote | Call for Quote
TDEV1822G ELEC ACCY (12) | TDEV1822G ELEC ACCY (12) |  |  | Unknown | Unknown | Unknown | Call for Quote | Call for Quote
TDEV1822G ELEC HEAT (8) | TDEV1822G ELEC HEAT (8) |  |  | Unknown | Unknown | Unknown | Call for Quote | Call for Quote
TDEV1822G HEATING (9) | TDEV1822G HEATING (9) |  |  | Unknown | Unknown | Unknown | Call for Quote | Call for Quote
TDEV1822G MICROPROCESSER (2) | TDEV1822G MICROPROCESSER (2) |  |  | Unknown | Unknown | Unknown | Call for Quote | Call for Quote
TDEV1822G PACKING (14) | TDEV1822G PACKING (14) |  |  | Unknown | Unknown | Unknown | Call for Quote | Call for Quote
TDEV1822G PANELS (13) | TDEV1822G PANELS (13) |  |  | Unknown | Unknown | Unknown | Call for Quote | Call for Quote
TDEV1822G REFRIGERANT (3) | TDEV1822G REFRIGERANT (3) |  |  | Unknown | Unknown | Unknown | Call for Quote | Call for Quote
TDEV1822G VERSION (4) | TDEV1822G VERSION (4) |  |  | Unknown | Unknown | Unknown | Call for Quote | Call for Quote
TDEV1822L ACCESSORIES (7) | TDEV1822L ACCESSORIES (7) |  |  | Unknown | Unknown | Unknown | Call for Quote | Call for Quote
TDEV1822L AIR FILTER (5) | TDEV1822L AIR FILTER (5) |  |  | Unknown | Unknown | Unknown | Call for Quote | Call for Quote
TDEV1822L COMMON ASSY (0) | TDEV1822L COMMON ASSY (0) |  |  | Unknown | Unknown | Unknown | Call for Quote | Call for Quote
TDEV1822L DAMPER (10) | TDEV1822L DAMPER (10) |  |  | Unknown | Unknown | Unknown | Call for Quote | Call for Quote
TDEV1822L ELEC ACCY (12) | TDEV1822L ELEC ACCY (12) |  |  | Unknown | Unknown | Unknown | Call for Quote | Call for Quote
TDEV1822L ELEC HEAT (8) | TDEV1822L ELEC HEAT (8) |  |  | Unknown | Unknown | Unknown | Call for Quote | Call for Quote
TDEV1822L HEATING (9) | TDEV1822L HEATING (9) |  |  | Unknown | Unknown | Unknown | Call for Quote | Call for Quote
TDEV1822L MICROPROCESSER (2) | TDEV1822L MICROPROCESSER (2) |  |  | Unknown | Unknown | Unknown | Call for Quote | Call for Quote
TDEV1822L PACKING (14) | TDEV1822L PACKING (14) |  |  | Unknown | Unknown | Unknown | Call for Quote | Call for Quote
TDEV1822L PANELS (13) | TDEV1822L PANELS (13) |  |  | Unknown | Unknown | Unknown | Call for Quote | Call for Quote
TDEV1822L REFRIGERANT (3) | TDEV1822L REFRIGERANT (3) |  |  | Unknown | Unknown | Unknown | Call for Quote | Call for Quote
TDEV1822L VERSION (4) | TDEV1822L VERSION (4) |  |  | Unknown | Unknown | Unknown | Call for Quote | Call for Quote
TDEV2242D ACCESSORIES (7) | TDEV2242D ACCESSORIES (7) |  |  | Unknown | Unknown | Unknown | Call for Quote | Call for Quote
TDEV2242D AIR FILTER (5) | TDEV2242D AIR FILTER (5) |  |  | Unknown | Unknown | Unknown | Call for Quote | Call for Quote
TDEV2242D COMMON ASSY (0) | TDEV2242D COMMON ASSY (0) |  |  | Unknown | Unknown | Unknown | Call for Quote | Call for Quote
TDEV2242D DAMPER (10) | TDEV2242D DAMPER (10) |  |  | Unknown | Unknown | Unknown | Call for Quote | Call for Quote
TDEV2242D ELEC ACCY (12) | TDEV2242D ELEC ACCY (12) |  |  | Unknown | Unknown | Unknown | Call for Quote | Call for Quote
TDEV2242D ELEC HEAT (8) | TDEV2242D ELEC HEAT (8) |  |  | Unknown | Unknown | Unknown | Call for Quote | Call for Quote
TDEV2242D HEATING (9) | TDEV2242D HEATING (9) |  |  | Unknown | Unknown | Unknown | Call for Quote | Call for Quote
TDEV2242D MICROPROCESSER (2) | TDEV2242D MICROPROCESSER (2) |  |  | Unknown | Unknown | Unknown | Call for Quote | Call for Quote
TDEV2242D PACKING (14) | TDEV2242D PACKING (14) |  |  | Unknown | Unknown | Unknown | Call for Quote | Call for Quote
TDEV2242D PANELS (13) | TDEV2242D PANELS (13) |  |  | Unknown | Unknown | Unknown | Call for Quote | Call for Quote
TDEV2242D REFRIGERANT (3) | TDEV2242D REFRIGERANT (3) |  |  | Unknown | Unknown | Unknown | Call for Quote | Call for Quote
TDEV2242D VERSION (4) | TDEV2242D VERSION (4) |  |  | Unknown | Unknown | Unknown | Call for Quote | Call for Quote
TDEV2242G ACCESSORIES (7) | TDEV2242G ACCESSORIES (7) |  |  | Unknown | Unknown | Unknown | Call for Quote | Call for Quote
TDEV2242G AIR FILTER (5) | TDEV2242G AIR FILTER (5) |  |  | Unknown | Unknown | Unknown | Call for Quote | Call for Quote
TDEV2242G COMMON ASSY (0) | TDEV2242G COMMON ASSY (0) |  |  | Unknown | Unknown | Unknown | Call for Quote | Call for Quote
TDEV2242G DAMPER (10) | TDEV2242G DAMPER (10) |  |  | Unknown | Unknown | Unknown | Call for Quote | Call for Quote
TDEV2242G ELEC ACCY (12) | TDEV2242G ELEC ACCY (12) |  |  | Unknown | Unknown | Unknown | Call for Quote | Call for Quote
TDEV2242G ELEC HEAT (8) | TDEV2242G ELEC HEAT (8) |  |  | Unknown | Unknown | Unknown | Call for Quote | Call for Quote
TDEV2242G HEATING (9) | TDEV2242G HEATING (9) |  |  | Unknown | Unknown | Unknown | Call for Quote | Call for Quote
TDEV2242G MICROPROCESSER (2) | TDEV2242G MICROPROCESSER (2) |  |  | Unknown | Unknown | Unknown | Call for Quote | Call for Quote
TDEV2242G PACKING (14) | TDEV2242G PACKING (14) |  |  | Unknown | Unknown | Unknown | Call for Quote | Call for Quote
TDEV2242G PANELS (13) | TDEV2242G PANELS (13) |  |  | Unknown | Unknown | Unknown | Call for Quote | Call for Quote
TDEV2242G REFRIGERANT (3) | TDEV2242G REFRIGERANT (3) |  |  | Unknown | Unknown | Unknown | Call for Quote | Call for Quote
TDEV2242G VERSION (4) | TDEV2242G VERSION (4) |  |  | Unknown | Unknown | Unknown | Call for Quote | Call for Quote
TDEV2242L ACCESSORIES (7) | TDEV2242L ACCESSORIES (7) |  |  | Unknown | Unknown | Unknown | Call for Quote | Call for Quote
TDEV2242L AIR FILTER (5) | TDEV2242L AIR FILTER (5) |  |  | Unknown | Unknown | Unknown | Call for Quote | Call for Quote
TDEV2242L COMMON ASSY (0) | TDEV2242L COMMON ASSY (0) |  |  | Unknown | Unknown | Unknown | Call for Quote | Call for Quote
TDEV2242L DAMPER (10) | TDEV2242L DAMPER (10) |  |  | Unknown | Unknown | Unknown | Call for Quote | Call for Quote
TDEV2242L ELEC ACCY (12) | TDEV2242L ELEC ACCY (12) |  |  | Unknown | Unknown | Unknown | Call for Quote | Call for Quote
TDEV2242L ELEC HEAT (8) | TDEV2242L ELEC HEAT (8) |  |  | Unknown | Unknown | Unknown | Call for Quote | Call for Quote
TDEV2242L HEATING (9) | TDEV2242L HEATING (9) |  |  | Unknown | Unknown | Unknown | Call for Quote | Call for Quote
TDEV2242L MICROPROCESSER (2) | TDEV2242L MICROPROCESSER (2) |  |  | Unknown | Unknown | Unknown | Call for Quote | Call for Quote
TDEV2242L PACKING (14) | TDEV2242L PACKING (14) |  |  | Unknown | Unknown | Unknown | Call for Quote | Call for Quote
TDEV2242L PANELS (13) | TDEV2242L PANELS (13) |  |  | Unknown | Unknown | Unknown | Call for Quote | Call for Quote
TDEV2242L REFRIGERANT (3) | TDEV2242L REFRIGERANT (3) |  |  | Unknown | Unknown | Unknown | Call for Quote | Call for Quote
TDEV2242L VERSION (4) | TDEV2242L VERSION (4) |  |  | Unknown | Unknown | Unknown | Call for Quote | Call for Quote
TDEV2542D ACCESSORIES (7) | TDEV2542D ACCESSORIES (7) |  |  | Unknown | Unknown | Unknown | Call for Quote | Call for Quote
TDEV2542D AIR FILTER (5) | TDEV2542D AIR FILTER (5) |  |  | Unknown | Unknown | Unknown | Call for Quote | Call for Quote
TDEV2542D COMMON ASSY (0) | TDEV2542D COMMON ASSY (0) |  |  | Unknown | Unknown | Unknown | Call for Quote | Call for Quote
TDEV2542D DAMPER (10) | TDEV2542D DAMPER (10) |  |  | Unknown | Unknown | Unknown | Call for Quote | Call for Quote
TDEV2542D ELEC ACCY (12) | TDEV2542D ELEC ACCY (12) |  |  | Unknown | Unknown | Unknown | Call for Quote | Call for Quote
TDEV2542D ELEC HEAT (8) | TDEV2542D ELEC HEAT (8) |  |  | Unknown | Unknown | Unknown | Call for Quote | Call for Quote
TDEV2542D HEATING (9) | TDEV2542D HEATING (9) |  |  | Unknown | Unknown | Unknown | Call for Quote | Call for Quote
TDEV2542D MICROPROCESSER (2) | TDEV2542D MICROPROCESSER (2) |  |  | Unknown | Unknown | Unknown | Call for Quote | Call for Quote
TDEV2542D PACKING (14) | TDEV2542D PACKING (14) |  |  | Unknown | Unknown | Unknown | Call for Quote | Call for Quote
TDEV2542D PANELS (13) | TDEV2542D PANELS (13) |  |  | Unknown | Unknown | Unknown | Call for Quote | Call for Quote
TDEV2542D REFRIGERANT (3) | TDEV2542D REFRIGERANT (3) |  |  | Unknown | Unknown | Unknown | Call for Quote | Call for Quote
TDEV2542D VERSION (4) | TDEV2542D VERSION (4) |  |  | Unknown | Unknown | Unknown | Call for Quote | Call for Quote
TDEV2542G ACCESSORIES (7) | TDEV2542G ACCESSORIES (7) |  |  | Unknown | Unknown | Unknown | Call for Quote | Call for Quote
TDEV2542G AIR FILTER (5) | TDEV2542G AIR FILTER (5) |  |  | Unknown | Unknown | Unknown | Call for Quote | Call for Quote
TDEV2542G COMMON ASSY (0) | TDEV2542G COMMON ASSY (0) |  |  | Unknown | Unknown | Unknown | Call for Quote | Call for Quote
TDEV2542G DAMPER (10) | TDEV2542G DAMPER (10) |  |  | Unknown | Unknown | Unknown | Call for Quote | Call for Quote
TDEV2542G ELEC ACCY (12) | TDEV2542G ELEC ACCY (12) |  |  | Unknown | Unknown | Unknown | Call for Quote | Call for Quote
TDEV2542G ELEC HEAT (8) | TDEV2542G ELEC HEAT (8) |  |  | Unknown | Unknown | Unknown | Call for Quote | Call for Quote
TDEV2542G HEATING (9) | TDEV2542G HEATING (9) |  |  | Unknown | Unknown | Unknown | Call for Quote | Call for Quote
TDEV2542G MICROPROCESSER (2) | TDEV2542G MICROPROCESSER (2) |  |  | Unknown | Unknown | Unknown | Call for Quote | Call for Quote
TDEV2542G PACKING (14) | TDEV2542G PACKING (14) |  |  | Unknown | Unknown | Unknown | Call for Quote | Call for Quote
TDEV2542G PANELS (13) | TDEV2542G PANELS (13) |  |  | Unknown | Unknown | Unknown | Call for Quote | Call for Quote
TDEV2542G REFRIGERANT (3) | TDEV2542G REFRIGERANT (3) |  |  | Unknown | Unknown | Unknown | Call for Quote | Call for Quote
TDEV2542G VERSION (4) | TDEV2542G VERSION (4) |  |  | Unknown | Unknown | Unknown | Call for Quote | Call for Quote
TDEV2542L ACCESSORIES (7) | TDEV2542L ACCESSORIES (7) |  |  | Unknown | Unknown | Unknown | Call for Quote | Call for Quote
TDEV2542L AIR FILTER (5) | TDEV2542L AIR FILTER (5) |  |  | Unknown | Unknown | Unknown | Call for Quote | Call for Quote
TDEV2542L COMMON ASSY (0) | TDEV2542L COMMON ASSY (0) |  |  | Unknown | Unknown | Unknown | Call for Quote | Call for Quote
TDEV2542L DAMPER (10) | TDEV2542L DAMPER (10) |  |  | Unknown | Unknown | Unknown | Call for Quote | Call for Quote
TDEV2542L ELEC ACCY (12) | TDEV2542L ELEC ACCY (12) |  |  | Unknown | Unknown | Unknown | Call for Quote | Call for Quote
TDEV2542L ELEC HEAT (8) | TDEV2542L ELEC HEAT (8) |  |  | Unknown | Unknown | Unknown | Call for Quote | Call for Quote
TDEV2542L HEATING (9) | TDEV2542L HEATING (9) |  |  | Unknown | Unknown | Unknown | Call for Quote | Call for Quote
TDEV2542L MICROPROCESSER (2) | TDEV2542L MICROPROCESSER (2) |  |  | Unknown | Unknown | Unknown | Call for Quote | Call for Quote
TDEV2542L PACKING (14) | TDEV2542L PACKING (14) |  |  | Unknown | Unknown | Unknown | Call for Quote | Call for Quote
TDEV2542L PANELS (13) | TDEV2542L PANELS (13) |  |  | Unknown | Unknown | Unknown | Call for Quote | Call for Quote
TDEV2542L REFRIGERANT (3) | TDEV2542L REFRIGERANT (3) |  |  | Unknown | Unknown | Unknown | Call for Quote | Call for Quote
TDEV2542L VERSION (4) | TDEV2542L VERSION (4) |  |  | Unknown | Unknown | Unknown | Call for Quote | Call for Quote
TDEV2842D ACCESSORIES (7) | TDEV2842D ACCESSORIES (7) |  |  | Unknown | Unknown | Unknown | Call for Quote | Call for Quote
TDEV2842D AIR FILTER (5) | TDEV2842D AIR FILTER (5) |  |  | Unknown | Unknown | Unknown | Call for Quote | Call for Quote
TDEV2842D COMMON ASSY (0) | TDEV2842D COMMON ASSY (0) |  |  | Unknown | Unknown | Unknown | Call for Quote | Call for Quote
TDEV2842D DAMPER (10) | TDEV2842D DAMPER (10) |  |  | Unknown | Unknown | Unknown | Call for Quote | Call for Quote
TDEV2842D ELEC ACCY (12) | TDEV2842D ELEC ACCY (12) |  |  | Unknown | Unknown | Unknown | Call for Quote | Call for Quote
TDEV2842D ELEC HEAT (8) | TDEV2842D ELEC HEAT (8) |  |  | Unknown | Unknown | Unknown | Call for Quote | Call for Quote
TDEV2842D HEATING (9) | TDEV2842D HEATING (9) |  |  | Unknown | Unknown | Unknown | Call for Quote | Call for Quote
TDEV2842D MICROPROCESSER (2) | TDEV2842D MICROPROCESSER (2) |  |  | Unknown | Unknown | Unknown | Call for Quote | Call for Quote
TDEV2842D PACKING (14) | TDEV2842D PACKING (14) |  |  | Unknown | Unknown | Unknown | Call for Quote | Call for Quote
TDEV2842D PANELS (13) | TDEV2842D PANELS (13) |  |  | Unknown | Unknown | Unknown | Call for Quote | Call for Quote
TDEV2842D REFRIGERANT (3) | TDEV2842D REFRIGERANT (3) |  |  | Unknown | Unknown | Unknown | Call for Quote | Call for Quote
TDEV2842D VERSION (4) | TDEV2842D VERSION (4) |  |  | Unknown | Unknown | Unknown | Call for Quote | Call for Quote
TDEV2842G ACCESSORIES (7) | TDEV2842G ACCESSORIES (7) |  |  | Unknown | Unknown | Unknown | Call for Quote | Call for Quote
TDEV2842G AIR FILTER (5) | TDEV2842G AIR FILTER (5) |  |  | Unknown | Unknown | Unknown | Call for Quote | Call for Quote
TDEV2842G COMMON ASSY (0) | TDEV2842G COMMON ASSY (0) |  |  | Unknown | Unknown | Unknown | Call for Quote | Call for Quote
TDEV2842G DAMPER (10) | TDEV2842G DAMPER (10) |  |  | Unknown | Unknown | Unknown | Call for Quote | Call for Quote
TDEV2842G ELEC ACCY (12) | TDEV2842G ELEC ACCY (12) |  |  | Unknown | Unknown | Unknown | Call for Quote | Call for Quote
TDEV2842G ELEC HEAT (8) | TDEV2842G ELEC HEAT (8) |  |  | Unknown | Unknown | Unknown | Call for Quote | Call for Quote
TDEV2842G HEATING (9) | TDEV2842G HEATING (9) |  |  | Unknown | Unknown | Unknown | Call for Quote | Call for Quote
TDEV2842G MICROPROCESSER (2) | TDEV2842G MICROPROCESSER (2) |  |  | Unknown | Unknown | Unknown | Call for Quote | Call for Quote
TDEV2842G PACKING (14) | TDEV2842G PACKING (14) |  |  | Unknown | Unknown | Unknown | Call for Quote | Call for Quote
TDEV2842G PANELS (13) | TDEV2842G PANELS (13) |  |  | Unknown | Unknown | Unknown | Call for Quote | Call for Quote
TDEV2842G REFRIGERANT (3) | TDEV2842G REFRIGERANT (3) |  |  | Unknown | Unknown | Unknown | Call for Quote | Call for Quote
TDEV2842G VERSION (4) | TDEV2842G VERSION (4) |  |  | Unknown | Unknown | Unknown | Call for Quote | Call for Quote
TDEV2842L ACCESSORIES (7) | TDEV2842L ACCESSORIES (7) |  |  | Unknown | Unknown | Unknown | Call for Quote | Call for Quote
TDEV2842L AIR FILTER (5) | TDEV2842L AIR FILTER (5) |  |  | Unknown | Unknown | Unknown | Call for Quote | Call for Quote
TDEV2842L COMMON ASSY (0) | TDEV2842L COMMON ASSY (0) |  |  | Unknown | Unknown | Unknown | Call for Quote | Call for Quote
TDEV2842L DAMPER (10) | TDEV2842L DAMPER (10) |  |  | Unknown | Unknown | Unknown | Call for Quote | Call for Quote
TDEV2842L ELEC ACCY (12) | TDEV2842L ELEC ACCY (12) |  |  | Unknown | Unknown | Unknown | Call for Quote | Call for Quote
TDEV2842L ELEC HEAT (8) | TDEV2842L ELEC HEAT (8) |  |  | Unknown | Unknown | Unknown | Call for Quote | Call for Quote
TDEV2842L HEATING (9) | TDEV2842L HEATING (9) |  |  | Unknown | Unknown | Unknown | Call for Quote | Call for Quote
TDEV2842L MICROPROCESSER (2) | TDEV2842L MICROPROCESSER (2) |  |  | Unknown | Unknown | Unknown | Call for Quote | Call for Quote
TDEV2842L PACKING (14) | TDEV2842L PACKING (14) |  |  | Unknown | Unknown | Unknown | Call for Quote | Call for Quote
TDEV2842L PANELS (13) | TDEV2842L PANELS (13) |  |  | Unknown | Unknown | Unknown | Call for Quote | Call for Quote
TDEV2842L REFRIGERANT (3) | TDEV2842L REFRIGERANT (3) |  |  | Unknown | Unknown | Unknown | Call for Quote | Call for Quote
TDEV2842L VERSION (4) | TDEV2842L VERSION (4) |  |  | Unknown | Unknown | Unknown | Call for Quote | Call for Quote
TDTV0511D ACCESSORIES (7) | TDTV0511D ACCESSORIES (7) |  |  | Unknown | Unknown | Unknown | Call for Quote | Call for Quote
TDTV0511D AIR FILTER (5) | TDTV0511D AIR FILTER (5) |  |  | Unknown | Unknown | Unknown | Call for Quote | Call for Quote
TDTV0511D COMMON ASSY (0) | TDTV0511D COMMON ASSY (0) |  |  | Unknown | Unknown | Unknown | Call for Quote | Call for Quote
TDTV0511D DAMPER (10) | TDTV0511D DAMPER (10) |  |  | Unknown | Unknown | Unknown | Call for Quote | Call for Quote
TDTV0511D ELEC ACCY (12) | TDTV0511D ELEC ACCY (12) |  |  | Unknown | Unknown | Unknown | Call for Quote | Call for Quote
TDTV0511D ELEC HEAT (8) | TDTV0511D ELEC HEAT (8) |  |  | Unknown | Unknown | Unknown | Call for Quote | Call for Quote
TDTV0511D HEATING (9) | TDTV0511D HEATING (9) |  |  | Unknown | Unknown | Unknown | Call for Quote | Call for Quote
TDTV0511D MICROPROCESSER (2) | TDTV0511D MICROPROCESSER (2) |  |  | Unknown | Unknown | Unknown | Call for Quote | Call for Quote
TDTV0511D OTHER ACCY (11) | TDTV0511D OTHER ACCY (11) |  |  | Unknown | Unknown | Unknown | Call for Quote | Call for Quote
TDTV0511D PACKING (14) | TDTV0511D PACKING (14) |  |  | Unknown | Unknown | Unknown | Call for Quote | Call for Quote
TDTV0511D PANELS (13) | TDTV0511D PANELS (13) |  |  | Unknown | Unknown | Unknown | Call for Quote | Call for Quote
TDTV0511D REFRIGERANT (3) | TDTV0511D REFRIGERANT (3) |  |  | Unknown | Unknown | Unknown | Call for Quote | Call for Quote
TDTV0511D TWIN-COOL VALVE (6) | TDTV0511D TWIN-COOL VALVE (6) |  |  | Unknown | Unknown | Unknown | Call for Quote | Call for Quote
TDTV0511D VERSION (4) | TDTV0511D VERSION (4) |  |  | Unknown | Unknown | Unknown | Call for Quote | Call for Quote
TDTV0511G ACCESSORIES (7) | TDTV0511G ACCESSORIES (7) |  |  | Unknown | Unknown | Unknown | Call for Quote | Call for Quote
TDTV0511G AIR FILTER (5) | TDTV0511G AIR FILTER (5) |  |  | Unknown | Unknown | Unknown | Call for Quote | Call for Quote
TDTV0511G COMMON ASSY (0) | TDTV0511G COMMON ASSY (0) |  |  | Unknown | Unknown | Unknown | Call for Quote | Call for Quote
TDTV0511G DAMPER (10) | TDTV0511G DAMPER (10) |  |  | Unknown | Unknown | Unknown | Call for Quote | Call for Quote
TDTV0511G ELEC ACCY (12) | TDTV0511G ELEC ACCY (12) |  |  | Unknown | Unknown | Unknown | Call for Quote | Call for Quote
TDTV0511G ELEC HEAT (8) | TDTV0511G ELEC HEAT (8) |  |  | Unknown | Unknown | Unknown | Call for Quote | Call for Quote
TDTV0511G HEATING (9) | TDTV0511G HEATING (9) |  |  | Unknown | Unknown | Unknown | Call for Quote | Call for Quote
TDTV0511G MICROPROCESSER (2) | TDTV0511G MICROPROCESSER (2) |  |  | Unknown | Unknown | Unknown | Call for Quote | Call for Quote
TDTV0511G OTHER ACCY (11) | TDTV0511G OTHER ACCY (11) |  |  | Unknown | Unknown | Unknown | Call for Quote | Call for Quote
TDTV0511G PACKING (14) | TDTV0511G PACKING (14) |  |  | Unknown | Unknown | Unknown | Call for Quote | Call for Quote
TDTV0511G PANELS (13) | TDTV0511G PANELS (13) |  |  | Unknown | Unknown | Unknown | Call for Quote | Call for Quote
TDTV0511G REFRIGERANT (3) | TDTV0511G REFRIGERANT (3) |  |  | Unknown | Unknown | Unknown | Call for Quote | Call for Quote
TDTV0511G TWIN-COOL VALVE (6) | TDTV0511G TWIN-COOL VALVE (6) |  |  | Unknown | Unknown | Unknown | Call for Quote | Call for Quote
TDTV0511G VERSION (4) | TDTV0511G VERSION (4) |  |  | Unknown | Unknown | Unknown | Call for Quote | Call for Quote
TDTV0511L ACCESSORIES (7) | TDTV0511L ACCESSORIES (7) |  |  | Unknown | Unknown | Unknown | Call for Quote | Call for Quote
TDTV0511L AIR FILTER (5) | TDTV0511L AIR FILTER (5) |  |  | Unknown | Unknown | Unknown | Call for Quote | Call for Quote
TDTV0511L COMMON ASSY (0) | TDTV0511L COMMON ASSY (0) |  |  | Unknown | Unknown | Unknown | Call for Quote | Call for Quote
TDTV0511L DAMPER (10) | TDTV0511L DAMPER (10) |  |  | Unknown | Unknown | Unknown | Call for Quote | Call for Quote
TDTV0511L ELEC ACCY (12) | TDTV0511L ELEC ACCY (12) |  |  | Unknown | Unknown | Unknown | Call for Quote | Call for Quote
TDTV0511L ELEC HEAT (8) | TDTV0511L ELEC HEAT (8) |  |  | Unknown | Unknown | Unknown | Call for Quote | Call for Quote
TDTV0511L HEATING (9) | TDTV0511L HEATING (9) |  |  | Unknown | Unknown | Unknown | Call for Quote | Call for Quote
TDTV0511L MICROPROCESSER (2) | TDTV0511L MICROPROCESSER (2) |  |  | Unknown | Unknown | Unknown | Call for Quote | Call for Quote
TDTV0511L OTHER ACCY (11) | TDTV0511L OTHER ACCY (11) |  |  | Unknown | Unknown | Unknown | Call for Quote | Call for Quote
TDTV0511L PACKING (14) | TDTV0511L PACKING (14) |  |  | Unknown | Unknown | Unknown | Call for Quote | Call for Quote
TDTV0511L PANELS (13) | TDTV0511L PANELS (13) |  |  | Unknown | Unknown | Unknown | Call for Quote | Call for Quote
TDTV0511L REFRIGERANT (3) | TDTV0511L REFRIGERANT (3) |  |  | Unknown | Unknown | Unknown | Call for Quote | Call for Quote
TDTV0511L TWIN-COOL VALVE (6) | TDTV0511L TWIN-COOL VALVE (6) |  |  | Unknown | Unknown | Unknown | Call for Quote | Call for Quote
TDTV0511L VERSION (4) | TDTV0511L VERSION (4) |  |  | Unknown | Unknown | Unknown | Call for Quote | Call for Quote
TDTV0611D ACCESSORIES (7) | TDTV0611D ACCESSORIES (7) |  |  | Unknown | Unknown | Unknown | Call for Quote | Call for Quote
TDTV0611D AIR FILTER (5) | TDTV0611D AIR FILTER (5) |  |  | Unknown | Unknown | Unknown | Call for Quote | Call for Quote
TDTV0611D COMMON ASSY (0) | TDTV0611D COMMON ASSY (0) |  |  | Unknown | Unknown | Unknown | Call for Quote | Call for Quote
TDTV0611D DAMPER (10) | TDTV0611D DAMPER (10) |  |  | Unknown | Unknown | Unknown | Call for Quote | Call for Quote
TDTV0611D ELEC ACCY (12) | TDTV0611D ELEC ACCY (12) |  |  | Unknown | Unknown | Unknown | Call for Quote | Call for Quote
TDTV0611D ELEC HEAT (8) | TDTV0611D ELEC HEAT (8) |  |  | Unknown | Unknown | Unknown | Call for Quote | Call for Quote
TDTV0611D HEATING (9) | TDTV0611D HEATING (9) |  |  | Unknown | Unknown | Unknown | Call for Quote | Call for Quote
TDTV0611D MICROPROCESSER (2) | TDTV0611D MICROPROCESSER (2) |  |  | Unknown | Unknown | Unknown | Call for Quote | Call for Quote
TDTV0611D OTHER ACCY (11) | TDTV0611D OTHER ACCY (11) |  |  | Unknown | Unknown | Unknown | Call for Quote | Call for Quote
TDTV0611D PACKING (14) | TDTV0611D PACKING (14) |  |  | Unknown | Unknown | Unknown | Call for Quote | Call for Quote
TDTV0611D PANELS (13) | TDTV0611D PANELS (13) |  |  | Unknown | Unknown | Unknown | Call for Quote | Call for Quote
TDTV0611D REFRIGERANT (3) | TDTV0611D REFRIGERANT (3) |  |  | Unknown | Unknown | Unknown | Call for Quote | Call for Quote
TDTV0611D TWIN-COOL VALVE (6) | TDTV0611D TWIN-COOL VALVE (6) |  |  | Unknown | Unknown | Unknown | Call for Quote | Call for Quote
TDTV0611D VERSION (4) | TDTV0611D VERSION (4) |  |  | Unknown | Unknown | Unknown | Call for Quote | Call for Quote
TDTV0611G ACCESSORIES (7) | TDTV0611G ACCESSORIES (7) |  |  | Unknown | Unknown | Unknown | Call for Quote | Call for Quote
TDTV0611G AIR FILTER (5) | TDTV0611G AIR FILTER (5) |  |  | Unknown | Unknown | Unknown | Call for Quote | Call for Quote
TDTV0611G COMMON ASSY (0) | TDTV0611G COMMON ASSY (0) |  |  | Unknown | Unknown | Unknown | Call for Quote | Call for Quote
TDTV0611G DAMPER (10) | TDTV0611G DAMPER (10) |  |  | Unknown | Unknown | Unknown | Call for Quote | Call for Quote
TDTV0611G ELEC ACCY (12) | TDTV0611G ELEC ACCY (12) |  |  | Unknown | Unknown | Unknown | Call for Quote | Call for Quote
TDTV0611G ELEC HEAT (8) | TDTV0611G ELEC HEAT (8) |  |  | Unknown | Unknown | Unknown | Call for Quote | Call for Quote
TDTV0611G HEATING (9) | TDTV0611G HEATING (9) |  |  | Unknown | Unknown | Unknown | Call for Quote | Call for Quote
TDTV0611G MICROPROCESSER (2) | TDTV0611G MICROPROCESSER (2) |  |  | Unknown | Unknown | Unknown | Call for Quote | Call for Quote
TDTV0611G OTHER ACCY (11) | TDTV0611G OTHER ACCY (11) |  |  | Unknown | Unknown | Unknown | Call for Quote | Call for Quote
TDTV0611G PACKING (14) | TDTV0611G PACKING (14) |  |  | Unknown | Unknown | Unknown | Call for Quote | Call for Quote
TDTV0611G PANELS (13) | TDTV0611G PANELS (13) |  |  | Unknown | Unknown | Unknown | Call for Quote | Call for Quote
TDTV0611G REFRIGERANT (3) | TDTV0611G REFRIGERANT (3) |  |  | Unknown | Unknown | Unknown | Call for Quote | Call for Quote
TDTV0611G TWIN-COOL VALVE (6) | TDTV0611G TWIN-COOL VALVE (6) |  |  | Unknown | Unknown | Unknown | Call for Quote | Call for Quote
TDTV0611G VERSION (4) | TDTV0611G VERSION (4) |  |  | Unknown | Unknown | Unknown | Call for Quote | Call for Quote
TDTV0611L ACCESSORIES (7) | TDTV0611L ACCESSORIES (7) |  |  | Unknown | Unknown | Unknown | Call for Quote | Call for Quote
TDTV0611L AIR FILTER (5) | TDTV0611L AIR FILTER (5) |  |  | Unknown | Unknown | Unknown | Call for Quote | Call for Quote
TDTV0611L COMMON ASSY (0) | TDTV0611L COMMON ASSY (0) |  |  | Unknown | Unknown | Unknown | Call for Quote | Call for Quote
TDTV0611L DAMPER (10) | TDTV0611L DAMPER (10) |  |  | Unknown | Unknown | Unknown | Call for Quote | Call for Quote
TDTV0611L ELEC ACCY (12) | TDTV0611L ELEC ACCY (12) |  |  | Unknown | Unknown | Unknown | Call for Quote | Call for Quote
TDTV0611L ELEC HEAT (8) | TDTV0611L ELEC HEAT (8) |  |  | Unknown | Unknown | Unknown | Call for Quote | Call for Quote
TDTV0611L HEATING (9) | TDTV0611L HEATING (9) |  |  | Unknown | Unknown | Unknown | Call for Quote | Call for Quote
TDTV0611L MICROPROCESSER (2) | TDTV0611L MICROPROCESSER (2) |  |  | Unknown | Unknown | Unknown | Call for Quote | Call for Quote
TDTV0611L OTHER ACCY (11) | TDTV0611L OTHER ACCY (11) |  |  | Unknown | Unknown | Unknown | Call for Quote | Call for Quote
TDTV0611L PACKING (14) | TDTV0611L PACKING (14) |  |  | Unknown | Unknown | Unknown | Call for Quote | Call for Quote
TDTV0611L PANELS (13) | TDTV0611L PANELS (13) |  |  | Unknown | Unknown | Unknown | Call for Quote | Call for Quote
TDTV0611L REFRIGERANT (3) | TDTV0611L REFRIGERANT (3) |  |  | Unknown | Unknown | Unknown | Call for Quote | Call for Quote
TDTV0611L TWIN-COOL VALVE (6) | TDTV0611L TWIN-COOL VALVE (6) |  |  | Unknown | Unknown | Unknown | Call for Quote | Call for Quote
TDTV0611L VERSION (4) | TDTV0611L VERSION (4) |  |  | Unknown | Unknown | Unknown | Call for Quote | Call for Quote
TDTV0921D ACCESSORIES (7) | TDTV0921D ACCESSORIES (7) |  |  | Unknown | Unknown | Unknown | Call for Quote | Call for Quote
TDTV0921D AIR FILTER (5) | TDTV0921D AIR FILTER (5) |  |  | Unknown | Unknown | Unknown | Call for Quote | Call for Quote
TDTV0921D COMMON ASSY (0) | TDTV0921D COMMON ASSY (0) |  |  | Unknown | Unknown | Unknown | Call for Quote | Call for Quote
TDTV0921D DAMPER (10) | TDTV0921D DAMPER (10) |  |  | Unknown | Unknown | Unknown | Call for Quote | Call for Quote
TDTV0921D ELEC ACCY (12) | TDTV0921D ELEC ACCY (12) |  |  | Unknown | Unknown | Unknown | Call for Quote | Call for Quote
TDTV0921D ELEC HEAT (8) | TDTV0921D ELEC HEAT (8) |  |  | Unknown | Unknown | Unknown | Call for Quote | Call for Quote
TDTV0921D HEATING (9) | TDTV0921D HEATING (9) |  |  | Unknown | Unknown | Unknown | Call for Quote | Call for Quote
TDTV0921D MICROPROCESSER (2) | TDTV0921D MICROPROCESSER (2) |  |  | Unknown | Unknown | Unknown | Call for Quote | Call for Quote
TDTV0921D OTHER ACCY (11) | TDTV0921D OTHER ACCY (11) |  |  | Unknown | Unknown | Unknown | Call for Quote | Call for Quote
TDTV0921D PACKING (14) | TDTV0921D PACKING (14) |  |  | Unknown | Unknown | Unknown | Call for Quote | Call for Quote
TDTV0921D PANELS (13) | TDTV0921D PANELS (13) |  |  | Unknown | Unknown | Unknown | Call for Quote | Call for Quote
TDTV0921D REFRIGERANT (3) | TDTV0921D REFRIGERANT (3) |  |  | Unknown | Unknown | Unknown | Call for Quote | Call for Quote
TDTV0921D TWIN-COOL VALVE (6) | TDTV0921D TWIN-COOL VALVE (6) |  |  | Unknown | Unknown | Unknown | Call for Quote | Call for Quote
TDTV0921D VERSION (4) | TDTV0921D VERSION (4) |  |  | Unknown | Unknown | Unknown | Call for Quote | Call for Quote
TDTV0921G ACCESSORIES (7) | TDTV0921G ACCESSORIES (7) |  |  | Unknown | Unknown | Unknown | Call for Quote | Call for Quote
TDTV0921G AIR FILTER (5) | TDTV0921G AIR FILTER (5) |  |  | Unknown | Unknown | Unknown | Call for Quote | Call for Quote
TDTV0921G COMMON ASSY (0) | TDTV0921G COMMON ASSY (0) |  |  | Unknown | Unknown | Unknown | Call for Quote | Call for Quote
TDTV0921G DAMPER (10) | TDTV0921G DAMPER (10) |  |  | Unknown | Unknown | Unknown | Call for Quote | Call for Quote
TDTV0921G ELEC ACCY (12) | TDTV0921G ELEC ACCY (12) |  |  | Unknown | Unknown | Unknown | Call for Quote | Call for Quote
TDTV0921G ELEC HEAT (8) | TDTV0921G ELEC HEAT (8) |  |  | Unknown | Unknown | Unknown | Call for Quote | Call for Quote
TDTV0921G HEATING (9) | TDTV0921G HEATING (9) |  |  | Unknown | Unknown | Unknown | Call for Quote | Call for Quote
TDTV0921G MICROPROCESSER (2) | TDTV0921G MICROPROCESSER (2) |  |  | Unknown | Unknown | Unknown | Call for Quote | Call for Quote
TDTV0921G OTHER ACCY (11) | TDTV0921G OTHER ACCY (11) |  |  | Unknown | Unknown | Unknown | Call for Quote | Call for Quote
TDTV0921G PACKING (14) | TDTV0921G PACKING (14) |  |  | Unknown | Unknown | Unknown | Call for Quote | Call for Quote
TDTV0921G PANELS (13) | TDTV0921G PANELS (13) |  |  | Unknown | Unknown | Unknown | Call for Quote | Call for Quote
TDTV0921G REFRIGERANT (3) | TDTV0921G REFRIGERANT (3) |  |  | Unknown | Unknown | Unknown | Call for Quote | Call for Quote
TDTV0921G TWIN-COOL VALVE (6) | TDTV0921G TWIN-COOL VALVE (6) |  |  | Unknown | Unknown | Unknown | Call for Quote | Call for Quote
TDTV0921G VERSION (4) | TDTV0921G VERSION (4) |  |  | Unknown | Unknown | Unknown | Call for Quote | Call for Quote
TDTV0921L ACCESSORIES (7) | TDTV0921L ACCESSORIES (7) |  |  | Unknown | Unknown | Unknown | Call for Quote | Call for Quote
TDTV0921L AIR FILTER (5) | TDTV0921L AIR FILTER (5) |  |  | Unknown | Unknown | Unknown | Call for Quote | Call for Quote
TDTV0921L COMMON ASSY (0) | TDTV0921L COMMON ASSY (0) |  |  | Unknown | Unknown | Unknown | Call for Quote | Call for Quote
TDTV0921L DAMPER (10) | TDTV0921L DAMPER (10) |  |  | Unknown | Unknown | Unknown | Call for Quote | Call for Quote
TDTV0921L ELEC ACCY (12) | TDTV0921L ELEC ACCY (12) |  |  | Unknown | Unknown | Unknown | Call for Quote | Call for Quote
TDTV0921L ELEC HEAT (8) | TDTV0921L ELEC HEAT (8) |  |  | Unknown | Unknown | Unknown | Call for Quote | Call for Quote
TDTV0921L HEATING (9) | TDTV0921L HEATING (9) |  |  | Unknown | Unknown | Unknown | Call for Quote | Call for Quote
TDTV0921L MICROPROCESSER (2) | TDTV0921L MICROPROCESSER (2) |  |  | Unknown | Unknown | Unknown | Call for Quote | Call for Quote
TDTV0921L OTHER ACCY (11) | TDTV0921L OTHER ACCY (11) |  |  | Unknown | Unknown | Unknown | Call for Quote | Call for Quote
TDTV0921L PACKING (14) | TDTV0921L PACKING (14) |  |  | Unknown | Unknown | Unknown | Call for Quote | Call for Quote
TDTV0921L PANELS (13) | TDTV0921L PANELS (13) |  |  | Unknown | Unknown | Unknown | Call for Quote | Call for Quote
TDTV0921L REFRIGERANT (3) | TDTV0921L REFRIGERANT (3) |  |  | Unknown | Unknown | Unknown | Call for Quote | Call for Quote
TDTV0921L TWIN-COOL VALVE (6) | TDTV0921L TWIN-COOL VALVE (6) |  |  | Unknown | Unknown | Unknown | Call for Quote | Call for Quote
TDTV0921L VERSION (4) | TDTV0921L VERSION (4) |  |  | Unknown | Unknown | Unknown | Call for Quote | Call for Quote
TDTV1121D ACCESSORIES (7) | TDTV1121D ACCESSORIES (7) |  |  | Unknown | Unknown | Unknown | Call for Quote | Call for Quote
TDTV1121D AIR FILTER (5) | TDTV1121D AIR FILTER (5) |  |  | Unknown | Unknown | Unknown | Call for Quote | Call for Quote
TDTV1121D COMMON ASSY (0) | TDTV1121D COMMON ASSY (0) |  |  | Unknown | Unknown | Unknown | Call for Quote | Call for Quote
TDTV1121D DAMPER (10) | TDTV1121D DAMPER (10) |  |  | Unknown | Unknown | Unknown | Call for Quote | Call for Quote
TDTV1121D ELEC ACCY (12) | TDTV1121D ELEC ACCY (12) |  |  | Unknown | Unknown | Unknown | Call for Quote | Call for Quote
TDTV1121D ELEC HEAT (8) | TDTV1121D ELEC HEAT (8) |  |  | Unknown | Unknown | Unknown | Call for Quote | Call for Quote
TDTV1121D HEATING (9) | TDTV1121D HEATING (9) |  |  | Unknown | Unknown | Unknown | Call for Quote | Call for Quote
TDTV1121D MICROPROCESSER (2) | TDTV1121D MICROPROCESSER (2) |  |  | Unknown | Unknown | Unknown | Call for Quote | Call for Quote
TDTV1121D OTHER ACCY (11) | TDTV1121D OTHER ACCY (11) |  |  | Unknown | Unknown | Unknown | Call for Quote | Call for Quote
TDTV1121D PACKING (14) | TDTV1121D PACKING (14) |  |  | Unknown | Unknown | Unknown | Call for Quote | Call for Quote
TDTV1121D PANELS (13) | TDTV1121D PANELS (13) |  |  | Unknown | Unknown | Unknown | Call for Quote | Call for Quote
TDTV1121D REFRIGERANT (3) | TDTV1121D REFRIGERANT (3) |  |  | Unknown | Unknown | Unknown | Call for Quote | Call for Quote
TDTV1121D TWIN-COOL VALVE (6) | TDTV1121D TWIN-COOL VALVE (6) |  |  | Unknown | Unknown | Unknown | Call for Quote | Call for Quote
TDTV1121D VERSION (4) | TDTV1121D VERSION (4) |  |  | Unknown | Unknown | Unknown | Call for Quote | Call for Quote
TDTV1121G ACCESSORIES (7) | TDTV1121G ACCESSORIES (7) |  |  | Unknown | Unknown | Unknown | Call for Quote | Call for Quote
TDTV1121G AIR FILTER (5) | TDTV1121G AIR FILTER (5) |  |  | Unknown | Unknown | Unknown | Call for Quote | Call for Quote
TDTV1121G COMMON ASSY (0) | TDTV1121G COMMON ASSY (0) |  |  | Unknown | Unknown | Unknown | Call for Quote | Call for Quote
TDTV1121G DAMPER (10) | TDTV1121G DAMPER (10) |  |  | Unknown | Unknown | Unknown | Call for Quote | Call for Quote
TDTV1121G ELEC ACCY (12) | TDTV1121G ELEC ACCY (12) |  |  | Unknown | Unknown | Unknown | Call for Quote | Call for Quote
TDTV1121G ELEC HEAT (8) | TDTV1121G ELEC HEAT (8) |  |  | Unknown | Unknown | Unknown | Call for Quote | Call for Quote
TDTV1121G HEATING (9) | TDTV1121G HEATING (9) |  |  | Unknown | Unknown | Unknown | Call for Quote | Call for Quote
TDTV1121G MICROPROCESSER (2) | TDTV1121G MICROPROCESSER (2) |  |  | Unknown | Unknown | Unknown | Call for Quote | Call for Quote
TDTV1121G OTHER ACCY (11) | TDTV1121G OTHER ACCY (11) |  |  | Unknown | Unknown | Unknown | Call for Quote | Call for Quote
TDTV1121G PACKING (14) | TDTV1121G PACKING (14) |  |  | Unknown | Unknown | Unknown | Call for Quote | Call for Quote
TDTV1121G PANELS (13) | TDTV1121G PANELS (13) |  |  | Unknown | Unknown | Unknown | Call for Quote | Call for Quote
TDTV1121G REFRIGERANT (3) | TDTV1121G REFRIGERANT (3) |  |  | Unknown | Unknown | Unknown | Call for Quote | Call for Quote
TDTV1121G TWIN-COOL VALVE (6) | TDTV1121G TWIN-COOL VALVE (6) |  |  | Unknown | Unknown | Unknown | Call for Quote | Call for Quote
TDTV1121G VERSION (4) | TDTV1121G VERSION (4) |  |  | Unknown | Unknown | Unknown | Call for Quote | Call for Quote
TDTV1121L ACCESSORIES (7) | TDTV1121L ACCESSORIES (7) |  |  | Unknown | Unknown | Unknown | Call for Quote | Call for Quote
TDTV1121L AIR FILTER (5) | TDTV1121L AIR FILTER (5) |  |  | Unknown | Unknown | Unknown | Call for Quote | Call for Quote
TDTV1121L COMMON ASSY (0) | TDTV1121L COMMON ASSY (0) |  |  | Unknown | Unknown | Unknown | Call for Quote | Call for Quote
TDTV1121L DAMPER (10) | TDTV1121L DAMPER (10) |  |  | Unknown | Unknown | Unknown | Call for Quote | Call for Quote
TDTV1121L ELEC ACCY (12) | TDTV1121L ELEC ACCY (12) |  |  | Unknown | Unknown | Unknown | Call for Quote | Call for Quote
TDTV1121L ELEC HEAT (8) | TDTV1121L ELEC HEAT (8) |  |  | Unknown | Unknown | Unknown | Call for Quote | Call for Quote
TDTV1121L HEATING (9) | TDTV1121L HEATING (9) |  |  | Unknown | Unknown | Unknown | Call for Quote | Call for Quote
TDTV1121L MICROPROCESSER (2) | TDTV1121L MICROPROCESSER (2) |  |  | Unknown | Unknown | Unknown | Call for Quote | Call for Quote
TDTV1121L OTHER ACCY (11) | TDTV1121L OTHER ACCY (11) |  |  | Unknown | Unknown | Unknown | Call for Quote | Call for Quote
TDTV1121L PACKING (14) | TDTV1121L PACKING (14) |  |  | Unknown | Unknown | Unknown | Call for Quote | Call for Quote
TDTV1121L PANELS (13) | TDTV1121L PANELS (13) |  |  | Unknown | Unknown | Unknown | Call for Quote | Call for Quote
TDTV1121L REFRIGERANT (3) | TDTV1121L REFRIGERANT (3) |  |  | Unknown | Unknown | Unknown | Call for Quote | Call for Quote
TDTV1121L TWIN-COOL VALVE (6) | TDTV1121L TWIN-COOL VALVE (6) |  |  | Unknown | Unknown | Unknown | Call for Quote | Call for Quote
TDTV1121L VERSION (4) | TDTV1121L VERSION (4) |  |  | Unknown | Unknown | Unknown | Call for Quote | Call for Quote
TDTV1422D ACCESSORIES (7) | TDTV1422D ACCESSORIES (7) |  |  | Unknown | Unknown | Unknown | Call for Quote | Call for Quote
TDTV1422D AIR FILTER (5) | TDTV1422D AIR FILTER (5) |  |  | Unknown | Unknown | Unknown | Call for Quote | Call for Quote
TDTV1422D COMMON ASSY (0) | TDTV1422D COMMON ASSY (0) |  |  | Unknown | Unknown | Unknown | Call for Quote | Call for Quote
TDTV1422D DAMPER (10) | TDTV1422D DAMPER (10) |  |  | Unknown | Unknown | Unknown | Call for Quote | Call for Quote
TDTV1422D ELEC ACCY (12) | TDTV1422D ELEC ACCY (12) |  |  | Unknown | Unknown | Unknown | Call for Quote | Call for Quote
TDTV1422D ELEC HEAT (8) | TDTV1422D ELEC HEAT (8) |  |  | Unknown | Unknown | Unknown | Call for Quote | Call for Quote
TDTV1422D HEATING (9) | TDTV1422D HEATING (9) |  |  | Unknown | Unknown | Unknown | Call for Quote | Call for Quote
TDTV1422D MICROPROCESSER (2) | TDTV1422D MICROPROCESSER (2) |  |  | Unknown | Unknown | Unknown | Call for Quote | Call for Quote
TDTV1422D OTHER ACCY (11) | TDTV1422D OTHER ACCY (11) |  |  | Unknown | Unknown | Unknown | Call for Quote | Call for Quote
TDTV1422D PACKING (14) | TDTV1422D PACKING (14) |  |  | Unknown | Unknown | Unknown | Call for Quote | Call for Quote
TDTV1422D PANELS (13) | TDTV1422D PANELS (13) |  |  | Unknown | Unknown | Unknown | Call for Quote | Call for Quote
TDTV1422D REFRIGERANT (3) | TDTV1422D REFRIGERANT (3) |  |  | Unknown | Unknown | Unknown | Call for Quote | Call for Quote
TDTV1422D TWIN-COOL VALVE (6) | TDTV1422D TWIN-COOL VALVE (6) |  |  | Unknown | Unknown | Unknown | Call for Quote | Call for Quote
TDTV1422D VERSION (4) | TDTV1422D VERSION (4) |  |  | Unknown | Unknown | Unknown | Call for Quote | Call for Quote
TDTV1422G ACCESSORIES (7) | TDTV1422G ACCESSORIES (7) |  |  | Unknown | Unknown | Unknown | Call for Quote | Call for Quote
TDTV1422G AIR FILTER (5) | TDTV1422G AIR FILTER (5) |  |  | Unknown | Unknown | Unknown | Call for Quote | Call for Quote
TDTV1422G COMMON ASSY (0) | TDTV1422G COMMON ASSY (0) |  |  | Unknown | Unknown | Unknown | Call for Quote | Call for Quote
TDTV1422G DAMPER (10) | TDTV1422G DAMPER (10) |  |  | Unknown | Unknown | Unknown | Call for Quote | Call for Quote
TDTV1422G ELEC ACCY (12) | TDTV1422G ELEC ACCY (12) |  |  | Unknown | Unknown | Unknown | Call for Quote | Call for Quote
TDTV1422G ELEC HEAT (8) | TDTV1422G ELEC HEAT (8) |  |  | Unknown | Unknown | Unknown | Call for Quote | Call for Quote
TDTV1422G HEATING (9) | TDTV1422G HEATING (9) |  |  | Unknown | Unknown | Unknown | Call for Quote | Call for Quote
TDTV1422G MICROPROCESSER (2) | TDTV1422G MICROPROCESSER (2) |  |  | Unknown | Unknown | Unknown | Call for Quote | Call for Quote
TDTV1422G OTHER ACCY (11) | TDTV1422G OTHER ACCY (11) |  |  | Unknown | Unknown | Unknown | Call for Quote | Call for Quote
TDTV1422G PACKING (14) | TDTV1422G PACKING (14) |  |  | Unknown | Unknown | Unknown | Call for Quote | Call for Quote
TDTV1422G PANELS (13) | TDTV1422G PANELS (13) |  |  | Unknown | Unknown | Unknown | Call for Quote | Call for Quote
TDTV1422G REFRIGERANT (3) | TDTV1422G REFRIGERANT (3) |  |  | Unknown | Unknown | Unknown | Call for Quote | Call for Quote
TDTV1422G TWIN-COOL VALVE (6) | TDTV1422G TWIN-COOL VALVE (6) |  |  | Unknown | Unknown | Unknown | Call for Quote | Call for Quote
TDTV1422G VERSION (4) | TDTV1422G VERSION (4) |  |  | Unknown | Unknown | Unknown | Call for Quote | Call for Quote
TDTV1422L ACCESSORIES (7) | TDTV1422L ACCESSORIES (7) |  |  | Unknown | Unknown | Unknown | Call for Quote | Call for Quote
TDTV1422L AIR FILTER (5) | TDTV1422L AIR FILTER (5) |  |  | Unknown | Unknown | Unknown | Call for Quote | Call for Quote
TDTV1422L COMMON ASSY (0) | TDTV1422L COMMON ASSY (0) |  |  | Unknown | Unknown | Unknown | Call for Quote | Call for Quote
TDTV1422L DAMPER (10) | TDTV1422L DAMPER (10) |  |  | Unknown | Unknown | Unknown | Call for Quote | Call for Quote
TDTV1422L ELEC ACCY (12) | TDTV1422L ELEC ACCY (12) |  |  | Unknown | Unknown | Unknown | Call for Quote | Call for Quote
TDTV1422L ELEC HEAT (8) | TDTV1422L ELEC HEAT (8) |  |  | Unknown | Unknown | Unknown | Call for Quote | Call for Quote
TDTV1422L HEATING (9) | TDTV1422L HEATING (9) |  |  | Unknown | Unknown | Unknown | Call for Quote | Call for Quote
TDTV1422L MICROPROCESSER (2) | TDTV1422L MICROPROCESSER (2) |  |  | Unknown | Unknown | Unknown | Call for Quote | Call for Quote
TDTV1422L OTHER ACCY (11) | TDTV1422L OTHER ACCY (11) |  |  | Unknown | Unknown | Unknown | Call for Quote | Call for Quote
TDTV1422L PACKING (14) | TDTV1422L PACKING (14) |  |  | Unknown | Unknown | Unknown | Call for Quote | Call for Quote
TDTV1422L PANELS (13) | TDTV1422L PANELS (13) |  |  | Unknown | Unknown | Unknown | Call for Quote | Call for Quote
TDTV1422L REFRIGERANT (3) | TDTV1422L REFRIGERANT (3) |  |  | Unknown | Unknown | Unknown | Call for Quote | Call for Quote
TDTV1422L TWIN-COOL VALVE (6) | TDTV1422L TWIN-COOL VALVE (6) |  |  | Unknown | Unknown | Unknown | Call for Quote | Call for Quote
TDTV1422L VERSION (4) | TDTV1422L VERSION (4) |  |  | Unknown | Unknown | Unknown | Call for Quote | Call for Quote
TDTV1622D ACCESSORIES (7) | TDTV1622D ACCESSORIES (7) |  |  | Unknown | Unknown | Unknown | Call for Quote | Call for Quote
TDTV1622D AIR FILTER (5) | TDTV1622D AIR FILTER (5) |  |  | Unknown | Unknown | Unknown | Call for Quote | Call for Quote
TDTV1622D COMMON ASSY (0) | TDTV1622D COMMON ASSY (0) |  |  | Unknown | Unknown | Unknown | Call for Quote | Call for Quote
TDTV1622D DAMPER (10) | TDTV1622D DAMPER (10) |  |  | Unknown | Unknown | Unknown | Call for Quote | Call for Quote
TDTV1622D ELEC ACCY (12) | TDTV1622D ELEC ACCY (12) |  |  | Unknown | Unknown | Unknown | Call for Quote | Call for Quote
TDTV1622D ELEC HEAT (8) | TDTV1622D ELEC HEAT (8) |  |  | Unknown | Unknown | Unknown | Call for Quote | Call for Quote
TDTV1622D HEATING (9) | TDTV1622D HEATING (9) |  |  | Unknown | Unknown | Unknown | Call for Quote | Call for Quote
TDTV1622D MICROPROCESSER (2) | TDTV1622D MICROPROCESSER (2) |  |  | Unknown | Unknown | Unknown | Call for Quote | Call for Quote
TDTV1622D OTHER ACCY (11) | TDTV1622D OTHER ACCY (11) |  |  | Unknown | Unknown | Unknown | Call for Quote | Call for Quote
TDTV1622D PACKING (14) | TDTV1622D PACKING (14) |  |  | Unknown | Unknown | Unknown | Call for Quote | Call for Quote
TDTV1622D PANELS (13) | TDTV1622D PANELS (13) |  |  | Unknown | Unknown | Unknown | Call for Quote | Call for Quote
TDTV1622D REFRIGERANT (3) | TDTV1622D REFRIGERANT (3) |  |  | Unknown | Unknown | Unknown | Call for Quote | Call for Quote
TDTV1622D TWIN-COOL VALVE (6) | TDTV1622D TWIN-COOL VALVE (6) |  |  | Unknown | Unknown | Unknown | Call for Quote | Call for Quote
TDTV1622D VERSION (4) | TDTV1622D VERSION (4) |  |  | Unknown | Unknown | Unknown | Call for Quote | Call for Quote
TDTV1622G ACCESSORIES (7) | TDTV1622G ACCESSORIES (7) |  |  | Unknown | Unknown | Unknown | Call for Quote | Call for Quote
TDTV1622G AIR FILTER (5) | TDTV1622G AIR FILTER (5) |  |  | Unknown | Unknown | Unknown | Call for Quote | Call for Quote
TDTV1622G COMMON ASSY (0) | TDTV1622G COMMON ASSY (0) |  |  | Unknown | Unknown | Unknown | Call for Quote | Call for Quote
TDTV1622G DAMPER (10) | TDTV1622G DAMPER (10) |  |  | Unknown | Unknown | Unknown | Call for Quote | Call for Quote
TDTV1622G ELEC ACCY (12) | TDTV1622G ELEC ACCY (12) |  |  | Unknown | Unknown | Unknown | Call for Quote | Call for Quote
TDTV1622G ELEC HEAT (8) | TDTV1622G ELEC HEAT (8) |  |  | Unknown | Unknown | Unknown | Call for Quote | Call for Quote
TDTV1622G HEATING (9) | TDTV1622G HEATING (9) |  |  | Unknown | Unknown | Unknown | Call for Quote | Call for Quote
TDTV1622G MICROPROCESSER (2) | TDTV1622G MICROPROCESSER (2) |  |  | Unknown | Unknown | Unknown | Call for Quote | Call for Quote
TDTV1622G OTHER ACCY (11) | TDTV1622G OTHER ACCY (11) |  |  | Unknown | Unknown | Unknown | Call for Quote | Call for Quote
TDTV1622G PACKING (14) | TDTV1622G PACKING (14) |  |  | Unknown | Unknown | Unknown | Call for Quote | Call for Quote
TDTV1622G PANELS (13) | TDTV1622G PANELS (13) |  |  | Unknown | Unknown | Unknown | Call for Quote | Call for Quote
TDTV1622G REFRIGERANT (3) | TDTV1622G REFRIGERANT (3) |  |  | Unknown | Unknown | Unknown | Call for Quote | Call for Quote
TDTV1622G TWIN-COOL VALVE (6) | TDTV1622G TWIN-COOL VALVE (6) |  |  | Unknown | Unknown | Unknown | Call for Quote | Call for Quote
TDTV1622G VERSION (4) | TDTV1622G VERSION (4) |  |  | Unknown | Unknown | Unknown | Call for Quote | Call for Quote
TDTV1622L ACCESSORIES (7) | TDTV1622L ACCESSORIES (7) |  |  | Unknown | Unknown | Unknown | Call for Quote | Call for Quote
TDTV1622L AIR FILTER (5) | TDTV1622L AIR FILTER (5) |  |  | Unknown | Unknown | Unknown | Call for Quote | Call for Quote
TDTV1622L COMMON ASSY (0) | TDTV1622L COMMON ASSY (0) |  |  | Unknown | Unknown | Unknown | Call for Quote | Call for Quote
TDTV1622L DAMPER (10) | TDTV1622L DAMPER (10) |  |  | Unknown | Unknown | Unknown | Call for Quote | Call for Quote
TDTV1622L ELEC ACCY (12) | TDTV1622L ELEC ACCY (12) |  |  | Unknown | Unknown | Unknown | Call for Quote | Call for Quote
TDTV1622L ELEC HEAT (8) | TDTV1622L ELEC HEAT (8) |  |  | Unknown | Unknown | Unknown | Call for Quote | Call for Quote
TDTV1622L HEATING (9) | TDTV1622L HEATING (9) |  |  | Unknown | Unknown | Unknown | Call for Quote | Call for Quote
TDTV1622L MICROPROCESSER (2) | TDTV1622L MICROPROCESSER (2) |  |  | Unknown | Unknown | Unknown | Call for Quote | Call for Quote
TDTV1622L OTHER ACCY (11) | TDTV1622L OTHER ACCY (11) |  |  | Unknown | Unknown | Unknown | Call for Quote | Call for Quote
TDTV1622L PACKING (14) | TDTV1622L PACKING (14) |  |  | Unknown | Unknown | Unknown | Call for Quote | Call for Quote
TDTV1622L PANELS (13) | TDTV1622L PANELS (13) |  |  | Unknown | Unknown | Unknown | Call for Quote | Call for Quote
TDTV1622L REFRIGERANT (3) | TDTV1622L REFRIGERANT (3) |  |  | Unknown | Unknown | Unknown | Call for Quote | Call for Quote
TDTV1622L TWIN-COOL VALVE (6) | TDTV1622L TWIN-COOL VALVE (6) |  |  | Unknown | Unknown | Unknown | Call for Quote | Call for Quote
TDTV1622L VERSION (4) | TDTV1622L VERSION (4) |  |  | Unknown | Unknown | Unknown | Call for Quote | Call for Quote
TDTV1822D ACCESSORIES (7) | TDTV1822D ACCESSORIES (7) |  |  | Unknown | Unknown | Unknown | Call for Quote | Call for Quote
TDTV1822D AIR FILTER (5) | TDTV1822D AIR FILTER (5) |  |  | Unknown | Unknown | Unknown | Call for Quote | Call for Quote
TDTV1822D COMMON ASSY (0) | TDTV1822D COMMON ASSY (0) |  |  | Unknown | Unknown | Unknown | Call for Quote | Call for Quote
TDTV1822D DAMPER (10) | TDTV1822D DAMPER (10) |  |  | Unknown | Unknown | Unknown | Call for Quote | Call for Quote
TDTV1822D ELEC ACCY (12) | TDTV1822D ELEC ACCY (12) |  |  | Unknown | Unknown | Unknown | Call for Quote | Call for Quote
TDTV1822D ELEC HEAT (8) | TDTV1822D ELEC HEAT (8) |  |  | Unknown | Unknown | Unknown | Call for Quote | Call for Quote
TDTV1822D HEATING (9) | TDTV1822D HEATING (9) |  |  | Unknown | Unknown | Unknown | Call for Quote | Call for Quote
TDTV1822D MICROPROCESSER (2) | TDTV1822D MICROPROCESSER (2) |  |  | Unknown | Unknown | Unknown | Call for Quote | Call for Quote
TDTV1822D OTHER ACCY (11) | TDTV1822D OTHER ACCY (11) |  |  | Unknown | Unknown | Unknown | Call for Quote | Call for Quote
TDTV1822D PACKING (14) | TDTV1822D PACKING (14) |  |  | Unknown | Unknown | Unknown | Call for Quote | Call for Quote
TDTV1822D PANELS (13) | TDTV1822D PANELS (13) |  |  | Unknown | Unknown | Unknown | Call for Quote | Call for Quote
TDTV1822D REFRIGERANT (3) | TDTV1822D REFRIGERANT (3) |  |  | Unknown | Unknown | Unknown | Call for Quote | Call for Quote
TDTV1822D TWIN-COOL VALVE (6) | TDTV1822D TWIN-COOL VALVE (6) |  |  | Unknown | Unknown | Unknown | Call for Quote | Call for Quote
TDTV1822D VERSION (4) | TDTV1822D VERSION (4) |  |  | Unknown | Unknown | Unknown | Call for Quote | Call for Quote
TDTV1822G ACCESSORIES (7) | TDTV1822G ACCESSORIES (7) |  |  | Unknown | Unknown | Unknown | Call for Quote | Call for Quote
TDTV1822G AIR FILTER (5) | TDTV1822G AIR FILTER (5) |  |  | Unknown | Unknown | Unknown | Call for Quote | Call for Quote
TDTV1822G COMMON ASSY (0) | TDTV1822G COMMON ASSY (0) |  |  | Unknown | Unknown | Unknown | Call for Quote | Call for Quote
TDTV1822G DAMPER (10) | TDTV1822G DAMPER (10) |  |  | Unknown | Unknown | Unknown | Call for Quote | Call for Quote
TDTV1822G ELEC ACCY (12) | TDTV1822G ELEC ACCY (12) |  |  | Unknown | Unknown | Unknown | Call for Quote | Call for Quote
TDTV1822G ELEC HEAT (8) | TDTV1822G ELEC HEAT (8) |  |  | Unknown | Unknown | Unknown | Call for Quote | Call for Quote
TDTV1822G HEATING (9) | TDTV1822G HEATING (9) |  |  | Unknown | Unknown | Unknown | Call for Quote | Call for Quote
TDTV1822G MICROPROCESSER (2) | TDTV1822G MICROPROCESSER (2) |  |  | Unknown | Unknown | Unknown | Call for Quote | Call for Quote
TDTV1822G OTHER ACCY (11) | TDTV1822G OTHER ACCY (11) |  |  | Unknown | Unknown | Unknown | Call for Quote | Call for Quote
TDTV1822G PACKING (14) | TDTV1822G PACKING (14) |  |  | Unknown | Unknown | Unknown | Call for Quote | Call for Quote
TDTV1822G PANELS (13) | TDTV1822G PANELS (13) |  |  | Unknown | Unknown | Unknown | Call for Quote | Call for Quote
TDTV1822G REFRIGERANT (3) | TDTV1822G REFRIGERANT (3) |  |  | Unknown | Unknown | Unknown | Call for Quote | Call for Quote
TDTV1822G TWIN-COOL VALVE (6) | TDTV1822G TWIN-COOL VALVE (6) |  |  | Unknown | Unknown | Unknown | Call for Quote | Call for Quote
TDTV1822G VERSION (4) | TDTV1822G VERSION (4) |  |  | Unknown | Unknown | Unknown | Call for Quote | Call for Quote
TDTV1822L ACCESSORIES (7) | TDTV1822L ACCESSORIES (7) |  |  | Unknown | Unknown | Unknown | Call for Quote | Call for Quote
TDTV1822L AIR FILTER (5) | TDTV1822L AIR FILTER (5) |  |  | Unknown | Unknown | Unknown | Call for Quote | Call for Quote
TDTV1822L COMMON ASSY (0) | TDTV1822L COMMON ASSY (0) |  |  | Unknown | Unknown | Unknown | Call for Quote | Call for Quote
TDTV1822L DAMPER (10) | TDTV1822L DAMPER (10) |  |  | Unknown | Unknown | Unknown | Call for Quote | Call for Quote
TDTV1822L ELEC ACCY (12) | TDTV1822L ELEC ACCY (12) |  |  | Unknown | Unknown | Unknown | Call for Quote | Call for Quote
TDTV1822L ELEC HEAT (8) | TDTV1822L ELEC HEAT (8) |  |  | Unknown | Unknown | Unknown | Call for Quote | Call for Quote
TDTV1822L HEATING (9) | TDTV1822L HEATING (9) |  |  | Unknown | Unknown | Unknown | Call for Quote | Call for Quote
TDTV1822L MICROPROCESSER (2) | TDTV1822L MICROPROCESSER (2) |  |  | Unknown | Unknown | Unknown | Call for Quote | Call for Quote
TDTV1822L OTHER ACCY (11) | TDTV1822L OTHER ACCY (11) |  |  | Unknown | Unknown | Unknown | Call for Quote | Call for Quote
TDTV1822L PACKING (14) | TDTV1822L PACKING (14) |  |  | Unknown | Unknown | Unknown | Call for Quote | Call for Quote
TDTV1822L PANELS (13) | TDTV1822L PANELS (13) |  |  | Unknown | Unknown | Unknown | Call for Quote | Call for Quote
TDTV1822L REFRIGERANT (3) | TDTV1822L REFRIGERANT (3) |  |  | Unknown | Unknown | Unknown | Call for Quote | Call for Quote
TDTV1822L TWIN-COOL VALVE (6) | TDTV1822L TWIN-COOL VALVE (6) |  |  | Unknown | Unknown | Unknown | Call for Quote | Call for Quote
TDTV1822L VERSION (4) | TDTV1822L VERSION (4) |  |  | Unknown | Unknown | Unknown | Call for Quote | Call for Quote
TDTV2242D ACCESSORIES (7) | TDTV2242D ACCESSORIES (7) |  |  | Unknown | Unknown | Unknown | Call for Quote | Call for Quote
TDTV2242D AIR FILTER (5) | TDTV2242D AIR FILTER (5) |  |  | Unknown | Unknown | Unknown | Call for Quote | Call for Quote
TDTV2242D COMMON ASSY (0) | TDTV2242D COMMON ASSY (0) |  |  | Unknown | Unknown | Unknown | Call for Quote | Call for Quote
TDTV2242D DAMPER (10) | TDTV2242D DAMPER (10) |  |  | Unknown | Unknown | Unknown | Call for Quote | Call for Quote
TDTV2242D ELEC ACCY (12) | TDTV2242D ELEC ACCY (12) |  |  | Unknown | Unknown | Unknown | Call for Quote | Call for Quote
TDTV2242D ELEC HEAT (8) | TDTV2242D ELEC HEAT (8) |  |  | Unknown | Unknown | Unknown | Call for Quote | Call for Quote
TDTV2242D HEATING (9) | TDTV2242D HEATING (9) |  |  | Unknown | Unknown | Unknown | Call for Quote | Call for Quote
TDTV2242D MICROPROCESSER (2) | TDTV2242D MICROPROCESSER (2) |  |  | Unknown | Unknown | Unknown | Call for Quote | Call for Quote
TDTV2242D OTHER ACCY (11) | TDTV2242D OTHER ACCY (11) |  |  | Unknown | Unknown | Unknown | Call for Quote | Call for Quote
TDTV2242D PACKING (14) | TDTV2242D PACKING (14) |  |  | Unknown | Unknown | Unknown | Call for Quote | Call for Quote
TDTV2242D PANELS (13) | TDTV2242D PANELS (13) |  |  | Unknown | Unknown | Unknown | Call for Quote | Call for Quote
TDTV2242D REFRIGERANT (3) | TDTV2242D REFRIGERANT (3) |  |  | Unknown | Unknown | Unknown | Call for Quote | Call for Quote
TDTV2242D TWIN-COOL VALVE (6) | TDTV2242D TWIN-COOL VALVE (6) |  |  | Unknown | Unknown | Unknown | Call for Quote | Call for Quote
TDTV2242D VERSION (4) | TDTV2242D VERSION (4) |  |  | Unknown | Unknown | Unknown | Call for Quote | Call for Quote
TDTV2242G ACCESSORIES (7) | TDTV2242G ACCESSORIES (7) |  |  | Unknown | Unknown | Unknown | Call for Quote | Call for Quote
TDTV2242G AIR FILTER (5) | TDTV2242G AIR FILTER (5) |  |  | Unknown | Unknown | Unknown | Call for Quote | Call for Quote
TDTV2242G COMMON ASSY (0) | TDTV2242G COMMON ASSY (0) |  |  | Unknown | Unknown | Unknown | Call for Quote | Call for Quote
TDTV2242G DAMPER (10) | TDTV2242G DAMPER (10) |  |  | Unknown | Unknown | Unknown | Call for Quote | Call for Quote
TDTV2242G ELEC ACCY (12) | TDTV2242G ELEC ACCY (12) |  |  | Unknown | Unknown | Unknown | Call for Quote | Call for Quote
TDTV2242G ELEC HEAT (8) | TDTV2242G ELEC HEAT (8) |  |  | Unknown | Unknown | Unknown | Call for Quote | Call for Quote
TDTV2242G HEATING (9) | TDTV2242G HEATING (9) |  |  | Unknown | Unknown | Unknown | Call for Quote | Call for Quote
TDTV2242G MICROPROCESSER (2) | TDTV2242G MICROPROCESSER (2) |  |  | Unknown | Unknown | Unknown | Call for Quote | Call for Quote
TDTV2242G OTHER ACCY (11) | TDTV2242G OTHER ACCY (11) |  |  | Unknown | Unknown | Unknown | Call for Quote | Call for Quote
TDTV2242G PACKING (14) | TDTV2242G PACKING (14) |  |  | Unknown | Unknown | Unknown | Call for Quote | Call for Quote
TDTV2242G PANELS (13) | TDTV2242G PANELS (13) |  |  | Unknown | Unknown | Unknown | Call for Quote | Call for Quote
TDTV2242G REFRIGERANT (3) | TDTV2242G REFRIGERANT (3) |  |  | Unknown | Unknown | Unknown | Call for Quote | Call for Quote
TDTV2242G TWIN-COOL VALVE (6) | TDTV2242G TWIN-COOL VALVE (6) |  |  | Unknown | Unknown | Unknown | Call for Quote | Call for Quote
TDTV2242G VERSION (4) | TDTV2242G VERSION (4) |  |  | Unknown | Unknown | Unknown | Call for Quote | Call for Quote
TDTV2242L ACCESSORIES (7) | TDTV2242L ACCESSORIES (7) |  |  | Unknown | Unknown | Unknown | Call for Quote | Call for Quote
TDTV2242L AIR FILTER (5) | TDTV2242L AIR FILTER (5) |  |  | Unknown | Unknown | Unknown | Call for Quote | Call for Quote
TDTV2242L COMMON ASSY (0) | TDTV2242L COMMON ASSY (0) |  |  | Unknown | Unknown | Unknown | Call for Quote | Call for Quote
TDTV2242L DAMPER (10) | TDTV2242L DAMPER (10) |  |  | Unknown | Unknown | Unknown | Call for Quote | Call for Quote
TDTV2242L ELEC ACCY (12) | TDTV2242L ELEC ACCY (12) |  |  | Unknown | Unknown | Unknown | Call for Quote | Call for Quote
TDTV2242L ELEC HEAT (8) | TDTV2242L ELEC HEAT (8) |  |  | Unknown | Unknown | Unknown | Call for Quote | Call for Quote
TDTV2242L HEATING (9) | TDTV2242L HEATING (9) |  |  | Unknown | Unknown | Unknown | Call for Quote | Call for Quote
TDTV2242L MICROPROCESSER (2) | TDTV2242L MICROPROCESSER (2) |  |  | Unknown | Unknown | Unknown | Call for Quote | Call for Quote
TDTV2242L OTHER ACCY (11) | TDTV2242L OTHER ACCY (11) |  |  | Unknown | Unknown | Unknown | Call for Quote | Call for Quote
TDTV2242L PACKING (14) | TDTV2242L PACKING (14) |  |  | Unknown | Unknown | Unknown | Call for Quote | Call for Quote
TDTV2242L PANELS (13) | TDTV2242L PANELS (13) |  |  | Unknown | Unknown | Unknown | Call for Quote | Call for Quote
TDTV2242L REFRIGERANT (3) | TDTV2242L REFRIGERANT (3) |  |  | Unknown | Unknown | Unknown | Call for Quote | Call for Quote
TDTV2242L TWIN-COOL VALVE (6) | TDTV2242L TWIN-COOL VALVE (6) |  |  | Unknown | Unknown | Unknown | Call for Quote | Call for Quote
TDTV2242L VERSION (4) | TDTV2242L VERSION (4) |  |  | Unknown | Unknown | Unknown | Call for Quote | Call for Quote
TDTV2542D ACCESSORIES (7) | TDTV2542D ACCESSORIES (7) |  |  | Unknown | Unknown | Unknown | Call for Quote | Call for Quote
TDTV2542D AIR FILTER (5) | TDTV2542D AIR FILTER (5) |  |  | Unknown | Unknown | Unknown | Call for Quote | Call for Quote
TDTV2542D COMMON ASSY (0) | TDTV2542D COMMON ASSY (0) |  |  | Unknown | Unknown | Unknown | Call for Quote | Call for Quote
TDTV2542D DAMPER (10) | TDTV2542D DAMPER (10) |  |  | Unknown | Unknown | Unknown | Call for Quote | Call for Quote
TDTV2542D ELEC ACCY (12) | TDTV2542D ELEC ACCY (12) |  |  | Unknown | Unknown | Unknown | Call for Quote | Call for Quote
TDTV2542D ELEC HEAT (8) | TDTV2542D ELEC HEAT (8) |  |  | Unknown | Unknown | Unknown | Call for Quote | Call for Quote
TDTV2542D HEATING (9) | TDTV2542D HEATING (9) |  |  | Unknown | Unknown | Unknown | Call for Quote | Call for Quote
TDTV2542D MICROPROCESSER (2) | TDTV2542D MICROPROCESSER (2) |  |  | Unknown | Unknown | Unknown | Call for Quote | Call for Quote
TDTV2542D OTHER ACCY (11) | TDTV2542D OTHER ACCY (11) |  |  | Unknown | Unknown | Unknown | Call for Quote | Call for Quote
TDTV2542D PACKING (14) | TDTV2542D PACKING (14) |  |  | Unknown | Unknown | Unknown | Call for Quote | Call for Quote
TDTV2542D PANELS (13) | TDTV2542D PANELS (13) |  |  | Unknown | Unknown | Unknown | Call for Quote | Call for Quote
TDTV2542D REFRIGERANT (3) | TDTV2542D REFRIGERANT (3) |  |  | Unknown | Unknown | Unknown | Call for Quote | Call for Quote
TDTV2542D TWIN-COOL VALVE (6) | TDTV2542D TWIN-COOL VALVE (6) |  |  | Unknown | Unknown | Unknown | Call for Quote | Call for Quote
TDTV2542D VERSION (4) | TDTV2542D VERSION (4) |  |  | Unknown | Unknown | Unknown | Call for Quote | Call for Quote
TDTV2542G ACCESSORIES (7) | TDTV2542G ACCESSORIES (7) |  |  | Unknown | Unknown | Unknown | Call for Quote | Call for Quote
TDTV2542G AIR FILTER (5) | TDTV2542G AIR FILTER (5) |  |  | Unknown | Unknown | Unknown | Call for Quote | Call for Quote
TDTV2542G COMMON ASSY (0) | TDTV2542G COMMON ASSY (0) |  |  | Unknown | Unknown | Unknown | Call for Quote | Call for Quote
TDTV2542G DAMPER (10) | TDTV2542G DAMPER (10) |  |  | Unknown | Unknown | Unknown | Call for Quote | Call for Quote
TDTV2542G ELEC ACCY (12) | TDTV2542G ELEC ACCY (12) |  |  | Unknown | Unknown | Unknown | Call for Quote | Call for Quote
TDTV2542G ELEC HEAT (8) | TDTV2542G ELEC HEAT (8) |  |  | Unknown | Unknown | Unknown | Call for Quote | Call for Quote
TDTV2542G HEATING (9) | TDTV2542G HEATING (9) |  |  | Unknown | Unknown | Unknown | Call for Quote | Call for Quote
TDTV2542G MICROPROCESSER (2) | TDTV2542G MICROPROCESSER (2) |  |  | Unknown | Unknown | Unknown | Call for Quote | Call for Quote
TDTV2542G OTHER ACCY (11) | TDTV2542G OTHER ACCY (11) |  |  | Unknown | Unknown | Unknown | Call for Quote | Call for Quote
TDTV2542G PACKING (14) | TDTV2542G PACKING (14) |  |  | Unknown | Unknown | Unknown | Call for Quote | Call for Quote
TDTV2542G PANELS (13) | TDTV2542G PANELS (13) |  |  | Unknown | Unknown | Unknown | Call for Quote | Call for Quote
TDTV2542G REFRIGERANT (3) | TDTV2542G REFRIGERANT (3) |  |  | Unknown | Unknown | Unknown | Call for Quote | Call for Quote
TDTV2542G TWIN-COOL VALVE (6) | TDTV2542G TWIN-COOL VALVE (6) |  |  | Unknown | Unknown | Unknown | Call for Quote | Call for Quote
TDTV2542G VERSION (4) | TDTV2542G VERSION (4) |  |  | Unknown | Unknown | Unknown | Call for Quote | Call for Quote
TDTV2542L ACCESSORIES (7) | TDTV2542L ACCESSORIES (7) |  |  | Unknown | Unknown | Unknown | Call for Quote | Call for Quote
TDTV2542L AIR FILTER (5) | TDTV2542L AIR FILTER (5) |  |  | Unknown | Unknown | Unknown | Call for Quote | Call for Quote
TDTV2542L COMMON ASSY (0) | TDTV2542L COMMON ASSY (0) |  |  | Unknown | Unknown | Unknown | Call for Quote | Call for Quote
TDTV2542L DAMPER (10) | TDTV2542L DAMPER (10) |  |  | Unknown | Unknown | Unknown | Call for Quote | Call for Quote
TDTV2542L ELEC ACCY (12) | TDTV2542L ELEC ACCY (12) |  |  | Unknown | Unknown | Unknown | Call for Quote | Call for Quote
TDTV2542L ELEC HEAT (8) | TDTV2542L ELEC HEAT (8) |  |  | Unknown | Unknown | Unknown | Call for Quote | Call for Quote
TDTV2542L HEATING (9) | TDTV2542L HEATING (9) |  |  | Unknown | Unknown | Unknown | Call for Quote | Call for Quote
TDTV2542L MICROPROCESSER (2) | TDTV2542L MICROPROCESSER (2) |  |  | Unknown | Unknown | Unknown | Call for Quote | Call for Quote
TDTV2542L OTHER ACCY (11) | TDTV2542L OTHER ACCY (11) |  |  | Unknown | Unknown | Unknown | Call for Quote | Call for Quote
TDTV2542L PACKING (14) | TDTV2542L PACKING (14) |  |  | Unknown | Unknown | Unknown | Call for Quote | Call for Quote
TDTV2542L PANELS (13) | TDTV2542L PANELS (13) |  |  | Unknown | Unknown | Unknown | Call for Quote | Call for Quote
TDTV2542L REFRIGERANT (3) | TDTV2542L REFRIGERANT (3) |  |  | Unknown | Unknown | Unknown | Call for Quote | Call for Quote
TDTV2542L TWIN-COOL VALVE (6) | TDTV2542L TWIN-COOL VALVE (6) |  |  | Unknown | Unknown | Unknown | Call for Quote | Call for Quote
TDTV2542L VERSION (4) | TDTV2542L VERSION (4) |  |  | Unknown | Unknown | Unknown | Call for Quote | Call for Quote
TDTV2842D ACCESSORIES (7) | TDTV2842D ACCESSORIES (7) |  |  | Unknown | Unknown | Unknown | Call for Quote | Call for Quote
TDTV2842D AIR FILTER (5) | TDTV2842D AIR FILTER (5) |  |  | Unknown | Unknown | Unknown | Call for Quote | Call for Quote
TDTV2842D COMMON ASSY (0) | TDTV2842D COMMON ASSY (0) |  |  | Unknown | Unknown | Unknown | Call for Quote | Call for Quote
TDTV2842D DAMPER (10) | TDTV2842D DAMPER (10) |  |  | Unknown | Unknown | Unknown | Call for Quote | Call for Quote
TDTV2842D ELEC ACCY (12) | TDTV2842D ELEC ACCY (12) |  |  | Unknown | Unknown | Unknown | Call for Quote | Call for Quote
TDTV2842D ELEC HEAT (8) | TDTV2842D ELEC HEAT (8) |  |  | Unknown | Unknown | Unknown | Call for Quote | Call for Quote
TDTV2842D HEATING (9) | TDTV2842D HEATING (9) |  |  | Unknown | Unknown | Unknown | Call for Quote | Call for Quote
TDTV2842D MICROPROCESSER (2) | TDTV2842D MICROPROCESSER (2) |  |  | Unknown | Unknown | Unknown | Call for Quote | Call for Quote
TDTV2842D OTHER ACCY (11) | TDTV2842D OTHER ACCY (11) |  |  | Unknown | Unknown | Unknown | Call for Quote | Call for Quote
TDTV2842D PACKING (14) | TDTV2842D PACKING (14) |  |  | Unknown | Unknown | Unknown | Call for Quote | Call for Quote
TDTV2842D PANELS (13) | TDTV2842D PANELS (13) |  |  | Unknown | Unknown | Unknown | Call for Quote | Call for Quote
TDTV2842D REFRIGERANT (3) | TDTV2842D REFRIGERANT (3) |  |  | Unknown | Unknown | Unknown | Call for Quote | Call for Quote
TDTV2842D TWIN-COOL VALVE (6) | TDTV2842D TWIN-COOL VALVE (6) |  |  | Unknown | Unknown | Unknown | Call for Quote | Call for Quote
TDTV2842D VERSION (4) | TDTV2842D VERSION (4) |  |  | Unknown | Unknown | Unknown | Call for Quote | Call for Quote
TDTV2842G ACCESSORIES (7) | TDTV2842G ACCESSORIES (7) |  |  | Unknown | Unknown | Unknown | Call for Quote | Call for Quote
TDTV2842G AIR FILTER (5) | TDTV2842G AIR FILTER (5) |  |  | Unknown | Unknown | Unknown | Call for Quote | Call for Quote
TDTV2842G COMMON ASSY (0) | TDTV2842G COMMON ASSY (0) |  |  | Unknown | Unknown | Unknown | Call for Quote | Call for Quote
TDTV2842G DAMPER (10) | TDTV2842G DAMPER (10) |  |  | Unknown | Unknown | Unknown | Call for Quote | Call for Quote
TDTV2842G ELEC ACCY (12) | TDTV2842G ELEC ACCY (12) |  |  | Unknown | Unknown | Unknown | Call for Quote | Call for Quote
TDTV2842G ELEC HEAT (8) | TDTV2842G ELEC HEAT (8) |  |  | Unknown | Unknown | Unknown | Call for Quote | Call for Quote
TDTV2842G HEATING (9) | TDTV2842G HEATING (9) |  |  | Unknown | Unknown | Unknown | Call for Quote | Call for Quote
TDTV2842G MICROPROCESSER (2) | TDTV2842G MICROPROCESSER (2) |  |  | Unknown | Unknown | Unknown | Call for Quote | Call for Quote
TDTV2842G OTHER ACCY (11) | TDTV2842G OTHER ACCY (11) |  |  | Unknown | Unknown | Unknown | Call for Quote | Call for Quote
TDTV2842G PACKING (14) | TDTV2842G PACKING (14) |  |  | Unknown | Unknown | Unknown | Call for Quote | Call for Quote
TDTV2842G PANELS (13) | TDTV2842G PANELS (13) |  |  | Unknown | Unknown | Unknown | Call for Quote | Call for Quote
TDTV2842G REFRIGERANT (3) | TDTV2842G REFRIGERANT (3) |  |  | Unknown | Unknown | Unknown | Call for Quote | Call for Quote
TDTV2842G TWIN-COOL VALVE (6) | TDTV2842G TWIN-COOL VALVE (6) |  |  | Unknown | Unknown | Unknown | Call for Quote | Call for Quote
TDTV2842G VERSION (4) | TDTV2842G VERSION (4) |  |  | Unknown | Unknown | Unknown | Call for Quote | Call for Quote
TDTV2842L ACCESSORIES (7) | TDTV2842L ACCESSORIES (7) |  |  | Unknown | Unknown | Unknown | Call for Quote | Call for Quote
TDTV2842L AIR FILTER (5) | TDTV2842L AIR FILTER (5) |  |  | Unknown | Unknown | Unknown | Call for Quote | Call for Quote
TDTV2842L COMMON ASSY (0) | TDTV2842L COMMON ASSY (0) |  |  | Unknown | Unknown | Unknown | Call for Quote | Call for Quote
TDTV2842L DAMPER (10) | TDTV2842L DAMPER (10) |  |  | Unknown | Unknown | Unknown | Call for Quote | Call for Quote
TDTV2842L ELEC ACCY (12) | TDTV2842L ELEC ACCY (12) |  |  | Unknown | Unknown | Unknown | Call for Quote | Call for Quote
TDTV2842L ELEC HEAT (8) | TDTV2842L ELEC HEAT (8) |  |  | Unknown | Unknown | Unknown | Call for Quote | Call for Quote
TDTV2842L HEATING (9) | TDTV2842L HEATING (9) |  |  | Unknown | Unknown | Unknown | Call for Quote | Call for Quote
TDTV2842L MICROPROCESSER (2) | TDTV2842L MICROPROCESSER (2) |  |  | Unknown | Unknown | Unknown | Call for Quote | Call for Quote
TDTV2842L OTHER ACCY (11) | TDTV2842L OTHER ACCY (11) |  |  | Unknown | Unknown | Unknown | Call for Quote | Call for Quote
TDTV2842L PACKING (14) | TDTV2842L PACKING (14) |  |  | Unknown | Unknown | Unknown | Call for Quote | Call for Quote
TDTV2842L PANELS (13) | TDTV2842L PANELS (13) |  |  | Unknown | Unknown | Unknown | Call for Quote | Call for Quote
TDTV2842L REFRIGERANT (3) | TDTV2842L REFRIGERANT (3) |  |  | Unknown | Unknown | Unknown | Call for Quote | Call for Quote
TDTV2842L TWIN-COOL VALVE (6) | TDTV2842L TWIN-COOL VALVE (6) |  |  | Unknown | Unknown | Unknown | Call for Quote | Call for Quote
TDTV2842L VERSION (4) | TDTV2842L VERSION (4) |  |  | Unknown | Unknown | Unknown | Call for Quote | Call for Quote
TDWV0511D ACCESSORIES (7) | TDWV0511D ACCESSORIES (7) |  |  | Unknown | Unknown | Unknown | Call for Quote | Call for Quote
TDWV0511D AIR FILTER (5) | TDWV0511D AIR FILTER (5) |  |  | Unknown | Unknown | Unknown | Call for Quote | Call for Quote
TDWV0511D COMMON ASSY (0) | TDWV0511D COMMON ASSY (0) |  |  | Unknown | Unknown | Unknown | Call for Quote | Call for Quote
TDWV0511D DAMPER (10) | TDWV0511D DAMPER (10) |  |  | Unknown | Unknown | Unknown | Call for Quote | Call for Quote
TDWV0511D ELEC ACCY (12) | TDWV0511D ELEC ACCY (12) |  |  | Unknown | Unknown | Unknown | Call for Quote | Call for Quote
TDWV0511D ELEC HEAT (8) | TDWV0511D ELEC HEAT (8) |  |  | Unknown | Unknown | Unknown | Call for Quote | Call for Quote
TDWV0511D HEATING (9) | TDWV0511D HEATING (9) |  |  | Unknown | Unknown | Unknown | Call for Quote | Call for Quote
TDWV0511D MICROPROCESSER (2) | TDWV0511D MICROPROCESSER (2) |  |  | Unknown | Unknown | Unknown | Call for Quote | Call for Quote
TDWV0511D PACKING (14) | TDWV0511D PACKING (14) |  |  | Unknown | Unknown | Unknown | Call for Quote | Call for Quote
TDWV0511D PANELS (13) | TDWV0511D PANELS (13) |  |  | Unknown | Unknown | Unknown | Call for Quote | Call for Quote
TDWV0511D REFRIGERANT (3) | TDWV0511D REFRIGERANT (3) |  |  | Unknown | Unknown | Unknown | Call for Quote | Call for Quote
TDWV0511D VERSION (4) | TDWV0511D VERSION (4) |  |  | Unknown | Unknown | Unknown | Call for Quote | Call for Quote
TDWV0511G ACCESSORIES (7) | TDWV0511G ACCESSORIES (7) |  |  | Unknown | Unknown | Unknown | Call for Quote | Call for Quote
TDWV0511G AIR FILTER (5) | TDWV0511G AIR FILTER (5) |  |  | Unknown | Unknown | Unknown | Call for Quote | Call for Quote
TDWV0511G COMMON ASSY (0) | TDWV0511G COMMON ASSY (0) |  |  | Unknown | Unknown | Unknown | Call for Quote | Call for Quote
TDWV0511G DAMPER (10) | TDWV0511G DAMPER (10) |  |  | Unknown | Unknown | Unknown | Call for Quote | Call for Quote
TDWV0511G ELEC ACCY (12) | TDWV0511G ELEC ACCY (12) |  |  | Unknown | Unknown | Unknown | Call for Quote | Call for Quote
TDWV0511G ELEC HEAT (8) | TDWV0511G ELEC HEAT (8) |  |  | Unknown | Unknown | Unknown | Call for Quote | Call for Quote
TDWV0511G HEATING (9) | TDWV0511G HEATING (9) |  |  | Unknown | Unknown | Unknown | Call for Quote | Call for Quote
TDWV0511G MICROPROCESSER (2) | TDWV0511G MICROPROCESSER (2) |  |  | Unknown | Unknown | Unknown | Call for Quote | Call for Quote
TDWV0511G PACKING (14) | TDWV0511G PACKING (14) |  |  | Unknown | Unknown | Unknown | Call for Quote | Call for Quote
TDWV0511G PANELS (13) | TDWV0511G PANELS (13) |  |  | Unknown | Unknown | Unknown | Call for Quote | Call for Quote
TDWV0511G REFRIGERANT (3) | TDWV0511G REFRIGERANT (3) |  |  | Unknown | Unknown | Unknown | Call for Quote | Call for Quote
TDWV0511G VERSION (4) | TDWV0511G VERSION (4) |  |  | Unknown | Unknown | Unknown | Call for Quote | Call for Quote
TDWV0511L ACCESSORIES (7) | TDWV0511L ACCESSORIES (7) |  |  | Unknown | Unknown | Unknown | Call for Quote | Call for Quote
TDWV0511L AIR FILTER (5) | TDWV0511L AIR FILTER (5) |  |  | Unknown | Unknown | Unknown | Call for Quote | Call for Quote
TDWV0511L COMMON ASSY (0) | TDWV0511L COMMON ASSY (0) |  |  | Unknown | Unknown | Unknown | Call for Quote | Call for Quote
TDWV0511L DAMPER (10) | TDWV0511L DAMPER (10) |  |  | Unknown | Unknown | Unknown | Call for Quote | Call for Quote
TDWV0511L ELEC ACCY (12) | TDWV0511L ELEC ACCY (12) |  |  | Unknown | Unknown | Unknown | Call for Quote | Call for Quote
TDWV0511L ELEC HEAT (8) | TDWV0511L ELEC HEAT (8) |  |  | Unknown | Unknown | Unknown | Call for Quote | Call for Quote
TDWV0511L HEATING (9) | TDWV0511L HEATING (9) |  |  | Unknown | Unknown | Unknown | Call for Quote | Call for Quote
TDWV0511L MICROPROCESSER (2) | TDWV0511L MICROPROCESSER (2) |  |  | Unknown | Unknown | Unknown | Call for Quote | Call for Quote
TDWV0511L PACKING (14) | TDWV0511L PACKING (14) |  |  | Unknown | Unknown | Unknown | Call for Quote | Call for Quote
TDWV0511L PANELS (13) | TDWV0511L PANELS (13) |  |  | Unknown | Unknown | Unknown | Call for Quote | Call for Quote
TDWV0511L REFRIGERANT (3) | TDWV0511L REFRIGERANT (3) |  |  | Unknown | Unknown | Unknown | Call for Quote | Call for Quote
TDWV0511L VERSION (4) | TDWV0511L VERSION (4) |  |  | Unknown | Unknown | Unknown | Call for Quote | Call for Quote
TDWV0611D ACCESSORIES (7) | TDWV0611D ACCESSORIES (7) |  |  | Unknown | Unknown | Unknown | Call for Quote | Call for Quote
TDWV0611D AIR FILTER (5) | TDWV0611D AIR FILTER (5) |  |  | Unknown | Unknown | Unknown | Call for Quote | Call for Quote
TDWV0611D COMMON ASSY (0) | TDWV0611D COMMON ASSY (0) |  |  | Unknown | Unknown | Unknown | Call for Quote | Call for Quote
TDWV0611D DAMPER (10) | TDWV0611D DAMPER (10) |  |  | Unknown | Unknown | Unknown | Call for Quote | Call for Quote
TDWV0611D ELEC ACCY (12) | TDWV0611D ELEC ACCY (12) |  |  | Unknown | Unknown | Unknown | Call for Quote | Call for Quote
TDWV0611D ELEC HEAT (8) | TDWV0611D ELEC HEAT (8) |  |  | Unknown | Unknown | Unknown | Call for Quote | Call for Quote
TDWV0611D HEATING (9) | TDWV0611D HEATING (9) |  |  | Unknown | Unknown | Unknown | Call for Quote | Call for Quote
TDWV0611D MICROPROCESSER (2) | TDWV0611D MICROPROCESSER (2) |  |  | Unknown | Unknown | Unknown | Call for Quote | Call for Quote
TDWV0611D PACKING (14) | TDWV0611D PACKING (14) |  |  | Unknown | Unknown | Unknown | Call for Quote | Call for Quote
TDWV0611D PANELS (13) | TDWV0611D PANELS (13) |  |  | Unknown | Unknown | Unknown | Call for Quote | Call for Quote
TDWV0611D REFRIGERANT (3) | TDWV0611D REFRIGERANT (3) |  |  | Unknown | Unknown | Unknown | Call for Quote | Call for Quote
TDWV0611D VERSION (4) | TDWV0611D VERSION (4) |  |  | Unknown | Unknown | Unknown | Call for Quote | Call for Quote
TDWV0611G ACCESSORIES (7) | TDWV0611G ACCESSORIES (7) |  |  | Unknown | Unknown | Unknown | Call for Quote | Call for Quote
TDWV0611G AIR FILTER (5) | TDWV0611G AIR FILTER (5) |  |  | Unknown | Unknown | Unknown | Call for Quote | Call for Quote
TDWV0611G COMMON ASSY (0) | TDWV0611G COMMON ASSY (0) |  |  | Unknown | Unknown | Unknown | Call for Quote | Call for Quote
TDWV0611G DAMPER (10) | TDWV0611G DAMPER (10) |  |  | Unknown | Unknown | Unknown | Call for Quote | Call for Quote
TDWV0611G ELEC ACCY (12) | TDWV0611G ELEC ACCY (12) |  |  | Unknown | Unknown | Unknown | Call for Quote | Call for Quote
TDWV0611G ELEC HEAT (8) | TDWV0611G ELEC HEAT (8) |  |  | Unknown | Unknown | Unknown | Call for Quote | Call for Quote
TDWV0611G HEATING (9) | TDWV0611G HEATING (9) |  |  | Unknown | Unknown | Unknown | Call for Quote | Call for Quote
TDWV0611G MICROPROCESSER (2) | TDWV0611G MICROPROCESSER (2) |  |  | Unknown | Unknown | Unknown | Call for Quote | Call for Quote
TDWV0611G PACKING (14) | TDWV0611G PACKING (14) |  |  | Unknown | Unknown | Unknown | Call for Quote | Call for Quote
TDWV0611G PANELS (13) | TDWV0611G PANELS (13) |  |  | Unknown | Unknown | Unknown | Call for Quote | Call for Quote
TDWV0611G REFRIGERANT (3) | TDWV0611G REFRIGERANT (3) |  |  | Unknown | Unknown | Unknown | Call for Quote | Call for Quote
TDWV0611G VERSION (4) | TDWV0611G VERSION (4) |  |  | Unknown | Unknown | Unknown | Call for Quote | Call for Quote
TDWV0611L ACCESSORIES (7) | TDWV0611L ACCESSORIES (7) |  |  | Unknown | Unknown | Unknown | Call for Quote | Call for Quote
TDWV0611L AIR FILTER (5) | TDWV0611L AIR FILTER (5) |  |  | Unknown | Unknown | Unknown | Call for Quote | Call for Quote
TDWV0611L COMMON ASSY (0) | TDWV0611L COMMON ASSY (0) |  |  | Unknown | Unknown | Unknown | Call for Quote | Call for Quote
TDWV0611L DAMPER (10) | TDWV0611L DAMPER (10) |  |  | Unknown | Unknown | Unknown | Call for Quote | Call for Quote
TDWV0611L ELEC ACCY (12) | TDWV0611L ELEC ACCY (12) |  |  | Unknown | Unknown | Unknown | Call for Quote | Call for Quote
TDWV0611L ELEC HEAT (8) | TDWV0611L ELEC HEAT (8) |  |  | Unknown | Unknown | Unknown | Call for Quote | Call for Quote
TDWV0611L HEATING (9) | TDWV0611L HEATING (9) |  |  | Unknown | Unknown | Unknown | Call for Quote | Call for Quote
TDWV0611L MICROPROCESSER (2) | TDWV0611L MICROPROCESSER (2) |  |  | Unknown | Unknown | Unknown | Call for Quote | Call for Quote
TDWV0611L PACKING (14) | TDWV0611L PACKING (14) |  |  | Unknown | Unknown | Unknown | Call for Quote | Call for Quote
TDWV0611L PANELS (13) | TDWV0611L PANELS (13) |  |  | Unknown | Unknown | Unknown | Call for Quote | Call for Quote
TDWV0611L REFRIGERANT (3) | TDWV0611L REFRIGERANT (3) |  |  | Unknown | Unknown | Unknown | Call for Quote | Call for Quote
TDWV0611L VERSION (4) | TDWV0611L VERSION (4) |  |  | Unknown | Unknown | Unknown | Call for Quote | Call for Quote
TDWV0921D ACCESSORIES (7) | TDWV0921D ACCESSORIES (7) |  |  | Unknown | Unknown | Unknown | Call for Quote | Call for Quote
TDWV0921D AIR FILTER (5) | TDWV0921D AIR FILTER (5) |  |  | Unknown | Unknown | Unknown | Call for Quote | Call for Quote
TDWV0921D COMMON ASSY (0) | TDWV0921D COMMON ASSY (0) |  |  | Unknown | Unknown | Unknown | Call for Quote | Call for Quote
TDWV0921D DAMPER (10) | TDWV0921D DAMPER (10) |  |  | Unknown | Unknown | Unknown | Call for Quote | Call for Quote
TDWV0921D ELEC ACCY (12) | TDWV0921D ELEC ACCY (12) |  |  | Unknown | Unknown | Unknown | Call for Quote | Call for Quote
TDWV0921D ELEC HEAT (8) | TDWV0921D ELEC HEAT (8) |  |  | Unknown | Unknown | Unknown | Call for Quote | Call for Quote
TDWV0921D HEATING (9) | TDWV0921D HEATING (9) |  |  | Unknown | Unknown | Unknown | Call for Quote | Call for Quote
TDWV0921D MICROPROCESSER (2) | TDWV0921D MICROPROCESSER (2) |  |  | Unknown | Unknown | Unknown | Call for Quote | Call for Quote
TDWV0921D PACKING (14) | TDWV0921D PACKING (14) |  |  | Unknown | Unknown | Unknown | Call for Quote | Call for Quote
TDWV0921D PANELS (13) | TDWV0921D PANELS (13) |  |  | Unknown | Unknown | Unknown | Call for Quote | Call for Quote
TDWV0921D REFRIGERANT (3) | TDWV0921D REFRIGERANT (3) |  |  | Unknown | Unknown | Unknown | Call for Quote | Call for Quote
TDWV0921D VERSION (4) | TDWV0921D VERSION (4) |  |  | Unknown | Unknown | Unknown | Call for Quote | Call for Quote
TDWV0921G ACCESSORIES (7) | TDWV0921G ACCESSORIES (7) |  |  | Unknown | Unknown | Unknown | Call for Quote | Call for Quote
TDWV0921G AIR FILTER (5) | TDWV0921G AIR FILTER (5) |  |  | Unknown | Unknown | Unknown | Call for Quote | Call for Quote
TDWV0921G COMMON ASSY (0) | TDWV0921G COMMON ASSY (0) |  |  | Unknown | Unknown | Unknown | Call for Quote | Call for Quote
TDWV0921G DAMPER (10) | TDWV0921G DAMPER (10) |  |  | Unknown | Unknown | Unknown | Call for Quote | Call for Quote
TDWV0921G ELEC ACCY (12) | TDWV0921G ELEC ACCY (12) |  |  | Unknown | Unknown | Unknown | Call for Quote | Call for Quote
TDWV0921G ELEC HEAT (8) | TDWV0921G ELEC HEAT (8) |  |  | Unknown | Unknown | Unknown | Call for Quote | Call for Quote
TDWV0921G HEATING (9) | TDWV0921G HEATING (9) |  |  | Unknown | Unknown | Unknown | Call for Quote | Call for Quote
TDWV0921G MICROPROCESSER (2) | TDWV0921G MICROPROCESSER (2) |  |  | Unknown | Unknown | Unknown | Call for Quote | Call for Quote
TDWV0921G PACKING (14) | TDWV0921G PACKING (14) |  |  | Unknown | Unknown | Unknown | Call for Quote | Call for Quote
TDWV0921G PANELS (13) | TDWV0921G PANELS (13) |  |  | Unknown | Unknown | Unknown | Call for Quote | Call for Quote
TDWV0921G REFRIGERANT (3) | TDWV0921G REFRIGERANT (3) |  |  | Unknown | Unknown | Unknown | Call for Quote | Call for Quote
TDWV0921G VERSION (4) | TDWV0921G VERSION (4) |  |  | Unknown | Unknown | Unknown | Call for Quote | Call for Quote
TDWV0921L ACCESSORIES (7) | TDWV0921L ACCESSORIES (7) |  |  | Unknown | Unknown | Unknown | Call for Quote | Call for Quote
TDWV0921L AIR FILTER (5) | TDWV0921L AIR FILTER (5) |  |  | Unknown | Unknown | Unknown | Call for Quote | Call for Quote
TDWV0921L COMMON ASSY (0) | TDWV0921L COMMON ASSY (0) |  |  | Unknown | Unknown | Unknown | Call for Quote | Call for Quote
TDWV0921L DAMPER (10) | TDWV0921L DAMPER (10) |  |  | Unknown | Unknown | Unknown | Call for Quote | Call for Quote
TDWV0921L ELEC ACCY (12) | TDWV0921L ELEC ACCY (12) |  |  | Unknown | Unknown | Unknown | Call for Quote | Call for Quote
TDWV0921L ELEC HEAT (8) | TDWV0921L ELEC HEAT (8) |  |  | Unknown | Unknown | Unknown | Call for Quote | Call for Quote
TDWV0921L HEATING (9) | TDWV0921L HEATING (9) |  |  | Unknown | Unknown | Unknown | Call for Quote | Call for Quote
TDWV0921L MICROPROCESSER (2) | TDWV0921L MICROPROCESSER (2) |  |  | Unknown | Unknown | Unknown | Call for Quote | Call for Quote
TDWV0921L PACKING (14) | TDWV0921L PACKING (14) |  |  | Unknown | Unknown | Unknown | Call for Quote | Call for Quote
TDWV0921L PANELS (13) | TDWV0921L PANELS (13) |  |  | Unknown | Unknown | Unknown | Call for Quote | Call for Quote
TDWV0921L REFRIGERANT (3) | TDWV0921L REFRIGERANT (3) |  |  | Unknown | Unknown | Unknown | Call for Quote | Call for Quote
TDWV0921L VERSION (4) | TDWV0921L VERSION (4) |  |  | Unknown | Unknown | Unknown | Call for Quote | Call for Quote
TDWV1121D ACCESSORIES (7) | TDWV1121D ACCESSORIES (7) |  |  | Unknown | Unknown | Unknown | Call for Quote | Call for Quote
TDWV1121D AIR FILTER (5) | TDWV1121D AIR FILTER (5) |  |  | Unknown | Unknown | Unknown | Call for Quote | Call for Quote
TDWV1121D COMMON ASSY (0) | TDWV1121D COMMON ASSY (0) |  |  | Unknown | Unknown | Unknown | Call for Quote | Call for Quote
TDWV1121D DAMPER (10) | TDWV1121D DAMPER (10) |  |  | Unknown | Unknown | Unknown | Call for Quote | Call for Quote
TDWV1121D ELEC ACCY (12) | TDWV1121D ELEC ACCY (12) |  |  | Unknown | Unknown | Unknown | Call for Quote | Call for Quote
TDWV1121D ELEC HEAT (8) | TDWV1121D ELEC HEAT (8) |  |  | Unknown | Unknown | Unknown | Call for Quote | Call for Quote
TDWV1121D HEATING (9) | TDWV1121D HEATING (9) |  |  | Unknown | Unknown | Unknown | Call for Quote | Call for Quote
TDWV1121D MICROPROCESSER (2) | TDWV1121D MICROPROCESSER (2) |  |  | Unknown | Unknown | Unknown | Call for Quote | Call for Quote
TDWV1121D PACKING (14) | TDWV1121D PACKING (14) |  |  | Unknown | Unknown | Unknown | Call for Quote | Call for Quote
TDWV1121D PANELS (13) | TDWV1121D PANELS (13) |  |  | Unknown | Unknown | Unknown | Call for Quote | Call for Quote
TDWV1121D REFRIGERANT (3) | TDWV1121D REFRIGERANT (3) |  |  | Unknown | Unknown | Unknown | Call for Quote | Call for Quote
TDWV1121D VERSION (4) | TDWV1121D VERSION (4) |  |  | Unknown | Unknown | Unknown | Call for Quote | Call for Quote
TDWV1121G ACCESSORIES (7) | TDWV1121G ACCESSORIES (7) |  |  | Unknown | Unknown | Unknown | Call for Quote | Call for Quote
TDWV1121G AIR FILTER (5) | TDWV1121G AIR FILTER (5) |  |  | Unknown | Unknown | Unknown | Call for Quote | Call for Quote
TDWV1121G COMMON ASSY (0) | TDWV1121G COMMON ASSY (0) |  |  | Unknown | Unknown | Unknown | Call for Quote | Call for Quote
TDWV1121G DAMPER (10) | TDWV1121G DAMPER (10) |  |  | Unknown | Unknown | Unknown | Call for Quote | Call for Quote
TDWV1121G ELEC ACCY (12) | TDWV1121G ELEC ACCY (12) |  |  | Unknown | Unknown | Unknown | Call for Quote | Call for Quote
TDWV1121G ELEC HEAT (8) | TDWV1121G ELEC HEAT (8) |  |  | Unknown | Unknown | Unknown | Call for Quote | Call for Quote
TDWV1121G HEATING (9) | TDWV1121G HEATING (9) |  |  | Unknown | Unknown | Unknown | Call for Quote | Call for Quote
TDWV1121G MICROPROCESSER (2) | TDWV1121G MICROPROCESSER (2) |  |  | Unknown | Unknown | Unknown | Call for Quote | Call for Quote
TDWV1121G PACKING (14) | TDWV1121G PACKING (14) |  |  | Unknown | Unknown | Unknown | Call for Quote | Call for Quote
TDWV1121G PANELS (13) | TDWV1121G PANELS (13) |  |  | Unknown | Unknown | Unknown | Call for Quote | Call for Quote
TDWV1121G REFRIGERANT (3) | TDWV1121G REFRIGERANT (3) |  |  | Unknown | Unknown | Unknown | Call for Quote | Call for Quote
TDWV1121G VERSION (4) | TDWV1121G VERSION (4) |  |  | Unknown | Unknown | Unknown | Call for Quote | Call for Quote
TDWV1121L ACCESSORIES (7) | TDWV1121L ACCESSORIES (7) |  |  | Unknown | Unknown | Unknown | Call for Quote | Call for Quote
TDWV1121L AIR FILTER (5) | TDWV1121L AIR FILTER (5) |  |  | Unknown | Unknown | Unknown | Call for Quote | Call for Quote
TDWV1121L COMMON ASSY (0) | TDWV1121L COMMON ASSY (0) |  |  | Unknown | Unknown | Unknown | Call for Quote | Call for Quote
TDWV1121L DAMPER (10) | TDWV1121L DAMPER (10) |  |  | Unknown | Unknown | Unknown | Call for Quote | Call for Quote
TDWV1121L ELEC ACCY (12) | TDWV1121L ELEC ACCY (12) |  |  | Unknown | Unknown | Unknown | Call for Quote | Call for Quote
TDWV1121L ELEC HEAT (8) | TDWV1121L ELEC HEAT (8) |  |  | Unknown | Unknown | Unknown | Call for Quote | Call for Quote
TDWV1121L HEATING (9) | TDWV1121L HEATING (9) |  |  | Unknown | Unknown | Unknown | Call for Quote | Call for Quote
TDWV1121L MICROPROCESSER (2) | TDWV1121L MICROPROCESSER (2) |  |  | Unknown | Unknown | Unknown | Call for Quote | Call for Quote
TDWV1121L PACKING (14) | TDWV1121L PACKING (14) |  |  | Unknown | Unknown | Unknown | Call for Quote | Call for Quote
TDWV1121L PANELS (13) | TDWV1121L PANELS (13) |  |  | Unknown | Unknown | Unknown | Call for Quote | Call for Quote
TDWV1121L REFRIGERANT (3) | TDWV1121L REFRIGERANT (3) |  |  | Unknown | Unknown | Unknown | Call for Quote | Call for Quote
TDWV1121L VERSION (4) | TDWV1121L VERSION (4) |  |  | Unknown | Unknown | Unknown | Call for Quote | Call for Quote
TDWV1422D ACCESSORIES (7) | TDWV1422D ACCESSORIES (7) |  |  | Unknown | Unknown | Unknown | Call for Quote | Call for Quote
TDWV1422D AIR FILTER (5) | TDWV1422D AIR FILTER (5) |  |  | Unknown | Unknown | Unknown | Call for Quote | Call for Quote
TDWV1422D COMMON ASSY (0) | TDWV1422D COMMON ASSY (0) |  |  | Unknown | Unknown | Unknown | Call for Quote | Call for Quote
TDWV1422D DAMPER (10) | TDWV1422D DAMPER (10) |  |  | Unknown | Unknown | Unknown | Call for Quote | Call for Quote
TDWV1422D ELEC ACCY (12) | TDWV1422D ELEC ACCY (12) |  |  | Unknown | Unknown | Unknown | Call for Quote | Call for Quote
TDWV1422D ELEC HEAT (8) | TDWV1422D ELEC HEAT (8) |  |  | Unknown | Unknown | Unknown | Call for Quote | Call for Quote
TDWV1422D HEATING (9) | TDWV1422D HEATING (9) |  |  | Unknown | Unknown | Unknown | Call for Quote | Call for Quote
TDWV1422D MICROPROCESSER (2) | TDWV1422D MICROPROCESSER (2) |  |  | Unknown | Unknown | Unknown | Call for Quote | Call for Quote
TDWV1422D PACKING (14) | TDWV1422D PACKING (14) |  |  | Unknown | Unknown | Unknown | Call for Quote | Call for Quote
TDWV1422D PANELS (13) | TDWV1422D PANELS (13) |  |  | Unknown | Unknown | Unknown | Call for Quote | Call for Quote
TDWV1422D REFRIGERANT (3) | TDWV1422D REFRIGERANT (3) |  |  | Unknown | Unknown | Unknown | Call for Quote | Call for Quote
TDWV1422D VERSION (4) | TDWV1422D VERSION (4) |  |  | Unknown | Unknown | Unknown | Call for Quote | Call for Quote
TDWV1422G ACCESSORIES (7) | TDWV1422G ACCESSORIES (7) |  |  | Unknown | Unknown | Unknown | Call for Quote | Call for Quote
TDWV1422G AIR FILTER (5) | TDWV1422G AIR FILTER (5) |  |  | Unknown | Unknown | Unknown | Call for Quote | Call for Quote
TDWV1422G COMMON ASSY (0) | TDWV1422G COMMON ASSY (0) |  |  | Unknown | Unknown | Unknown | Call for Quote | Call for Quote
TDWV1422G DAMPER (10) | TDWV1422G DAMPER (10) |  |  | Unknown | Unknown | Unknown | Call for Quote | Call for Quote
TDWV1422G ELEC ACCY (12) | TDWV1422G ELEC ACCY (12) |  |  | Unknown | Unknown | Unknown | Call for Quote | Call for Quote
TDWV1422G ELEC HEAT (8) | TDWV1422G ELEC HEAT (8) |  |  | Unknown | Unknown | Unknown | Call for Quote | Call for Quote
TDWV1422G HEATING (9) | TDWV1422G HEATING (9) |  |  | Unknown | Unknown | Unknown | Call for Quote | Call for Quote
TDWV1422G MICROPROCESSER (2) | TDWV1422G MICROPROCESSER (2) |  |  | Unknown | Unknown | Unknown | Call for Quote | Call for Quote
TDWV1422G PACKING (14) | TDWV1422G PACKING (14) |  |  | Unknown | Unknown | Unknown | Call for Quote | Call for Quote
TDWV1422G PANELS (13) | TDWV1422G PANELS (13) |  |  | Unknown | Unknown | Unknown | Call for Quote | Call for Quote
TDWV1422G REFRIGERANT (3) | TDWV1422G REFRIGERANT (3) |  |  | Unknown | Unknown | Unknown | Call for Quote | Call for Quote
TDWV1422G VERSION (4) | TDWV1422G VERSION (4) |  |  | Unknown | Unknown | Unknown | Call for Quote | Call for Quote
TDWV1422L ACCESSORIES (7) | TDWV1422L ACCESSORIES (7) |  |  | Unknown | Unknown | Unknown | Call for Quote | Call for Quote
TDWV1422L AIR FILTER (5) | TDWV1422L AIR FILTER (5) |  |  | Unknown | Unknown | Unknown | Call for Quote | Call for Quote
TDWV1422L COMMON ASSY (0) | TDWV1422L COMMON ASSY (0) |  |  | Unknown | Unknown | Unknown | Call for Quote | Call for Quote
TDWV1422L DAMPER (10) | TDWV1422L DAMPER (10) |  |  | Unknown | Unknown | Unknown | Call for Quote | Call for Quote
TDWV1422L ELEC ACCY (12) | TDWV1422L ELEC ACCY (12) |  |  | Unknown | Unknown | Unknown | Call for Quote | Call for Quote
TDWV1422L ELEC HEAT (8) | TDWV1422L ELEC HEAT (8) |  |  | Unknown | Unknown | Unknown | Call for Quote | Call for Quote
TDWV1422L HEATING (9) | TDWV1422L HEATING (9) |  |  | Unknown | Unknown | Unknown | Call for Quote | Call for Quote
TDWV1422L MICROPROCESSER (2) | TDWV1422L MICROPROCESSER (2) |  |  | Unknown | Unknown | Unknown | Call for Quote | Call for Quote
TDWV1422L PACKING (14) | TDWV1422L PACKING (14) |  |  | Unknown | Unknown | Unknown | Call for Quote | Call for Quote
TDWV1422L PANELS (13) | TDWV1422L PANELS (13) |  |  | Unknown | Unknown | Unknown | Call for Quote | Call for Quote
TDWV1422L REFRIGERANT (3) | TDWV1422L REFRIGERANT (3) |  |  | Unknown | Unknown | Unknown | Call for Quote | Call for Quote
TDWV1422L VERSION (4) | TDWV1422L VERSION (4) |  |  | Unknown | Unknown | Unknown | Call for Quote | Call for Quote
TDWV1622D ACCESSORIES (7) | TDWV1622D ACCESSORIES (7) |  |  | Unknown | Unknown | Unknown | Call for Quote | Call for Quote
TDWV1622D AIR FILTER (5) | TDWV1622D AIR FILTER (5) |  |  | Unknown | Unknown | Unknown | Call for Quote | Call for Quote
TDWV1622D COMMON ASSY (0) | TDWV1622D COMMON ASSY (0) |  |  | Unknown | Unknown | Unknown | Call for Quote | Call for Quote
TDWV1622D DAMPER (10) | TDWV1622D DAMPER (10) |  |  | Unknown | Unknown | Unknown | Call for Quote | Call for Quote
TDWV1622D ELEC ACCY (12) | TDWV1622D ELEC ACCY (12) |  |  | Unknown | Unknown | Unknown | Call for Quote | Call for Quote
TDWV1622D ELEC HEAT (8) | TDWV1622D ELEC HEAT (8) |  |  | Unknown | Unknown | Unknown | Call for Quote | Call for Quote
TDWV1622D HEATING (9) | TDWV1622D HEATING (9) |  |  | Unknown | Unknown | Unknown | Call for Quote | Call for Quote
TDWV1622D MICROPROCESSER (2) | TDWV1622D MICROPROCESSER (2) |  |  | Unknown | Unknown | Unknown | Call for Quote | Call for Quote
TDWV1622D PACKING (14) | TDWV1622D PACKING (14) |  |  | Unknown | Unknown | Unknown | Call for Quote | Call for Quote
TDWV1622D PANELS (13) | TDWV1622D PANELS (13) |  |  | Unknown | Unknown | Unknown | Call for Quote | Call for Quote
TDWV1622D REFRIGERANT (3) | TDWV1622D REFRIGERANT (3) |  |  | Unknown | Unknown | Unknown | Call for Quote | Call for Quote
TDWV1622D VERSION (4) | TDWV1622D VERSION (4) |  |  | Unknown | Unknown | Unknown | Call for Quote | Call for Quote
TDWV1622G ACCESSORIES (7) | TDWV1622G ACCESSORIES (7) |  |  | Unknown | Unknown | Unknown | Call for Quote | Call for Quote
TDWV1622G AIR FILTER (5) | TDWV1622G AIR FILTER (5) |  |  | Unknown | Unknown | Unknown | Call for Quote | Call for Quote
TDWV1622G COMMON ASSY (0) | TDWV1622G COMMON ASSY (0) |  |  | Unknown | Unknown | Unknown | Call for Quote | Call for Quote
TDWV1622G DAMPER (10) | TDWV1622G DAMPER (10) |  |  | Unknown | Unknown | Unknown | Call for Quote | Call for Quote
TDWV1622G ELEC ACCY (12) | TDWV1622G ELEC ACCY (12) |  |  | Unknown | Unknown | Unknown | Call for Quote | Call for Quote
TDWV1622G ELEC HEAT (8) | TDWV1622G ELEC HEAT (8) |  |  | Unknown | Unknown | Unknown | Call for Quote | Call for Quote
TDWV1622G HEATING (9) | TDWV1622G HEATING (9) |  |  | Unknown | Unknown | Unknown | Call for Quote | Call for Quote
TDWV1622G MICROPROCESSER (2) | TDWV1622G MICROPROCESSER (2) |  |  | Unknown | Unknown | Unknown | Call for Quote | Call for Quote
TDWV1622G PACKING (14) | TDWV1622G PACKING (14) |  |  | Unknown | Unknown | Unknown | Call for Quote | Call for Quote
TDWV1622G PANELS (13) | TDWV1622G PANELS (13) |  |  | Unknown | Unknown | Unknown | Call for Quote | Call for Quote
TDWV1622G REFRIGERANT (3) | TDWV1622G REFRIGERANT (3) |  |  | Unknown | Unknown | Unknown | Call for Quote | Call for Quote
TDWV1622G VERSION (4) | TDWV1622G VERSION (4) |  |  | Unknown | Unknown | Unknown | Call for Quote | Call for Quote
TDWV1622L ACCESSORIES (7) | TDWV1622L ACCESSORIES (7) |  |  | Unknown | Unknown | Unknown | Call for Quote | Call for Quote
TDWV1622L AIR FILTER (5) | TDWV1622L AIR FILTER (5) |  |  | Unknown | Unknown | Unknown | Call for Quote | Call for Quote
TDWV1622L COMMON ASSY (0) | TDWV1622L COMMON ASSY (0) |  |  | Unknown | Unknown | Unknown | Call for Quote | Call for Quote
TDWV1622L DAMPER (10) | TDWV1622L DAMPER (10) |  |  | Unknown | Unknown | Unknown | Call for Quote | Call for Quote
TDWV1622L ELEC ACCY (12) | TDWV1622L ELEC ACCY (12) |  |  | Unknown | Unknown | Unknown | Call for Quote | Call for Quote
TDWV1622L ELEC HEAT (8) | TDWV1622L ELEC HEAT (8) |  |  | Unknown | Unknown | Unknown | Call for Quote | Call for Quote
TDWV1622L HEATING (9) | TDWV1622L HEATING (9) |  |  | Unknown | Unknown | Unknown | Call for Quote | Call for Quote
TDWV1622L MICROPROCESSER (2) | TDWV1622L MICROPROCESSER (2) |  |  | Unknown | Unknown | Unknown | Call for Quote | Call for Quote
TDWV1622L PACKING (14) | TDWV1622L PACKING (14) |  |  | Unknown | Unknown | Unknown | Call for Quote | Call for Quote
TDWV1622L PANELS (13) | TDWV1622L PANELS (13) |  |  | Unknown | Unknown | Unknown | Call for Quote | Call for Quote
TDWV1622L REFRIGERANT (3) | TDWV1622L REFRIGERANT (3) |  |  | Unknown | Unknown | Unknown | Call for Quote | Call for Quote
TDWV1622L VERSION (4) | TDWV1622L VERSION (4) |  |  | Unknown | Unknown | Unknown | Call for Quote | Call for Quote
TDWV1822D ACCESSORIES (7) | TDWV1822D ACCESSORIES (7) |  |  | Unknown | Unknown | Unknown | Call for Quote | Call for Quote
TDWV1822D AIR FILTER (5) | TDWV1822D AIR FILTER (5) |  |  | Unknown | Unknown | Unknown | Call for Quote | Call for Quote
TDWV1822D COMMON ASSY (0) | TDWV1822D COMMON ASSY (0) |  |  | Unknown | Unknown | Unknown | Call for Quote | Call for Quote
TDWV1822D DAMPER (10) | TDWV1822D DAMPER (10) |  |  | Unknown | Unknown | Unknown | Call for Quote | Call for Quote
TDWV1822D ELEC ACCY (12) | TDWV1822D ELEC ACCY (12) |  |  | Unknown | Unknown | Unknown | Call for Quote | Call for Quote
TDWV1822D ELEC HEAT (8) | TDWV1822D ELEC HEAT (8) |  |  | Unknown | Unknown | Unknown | Call for Quote | Call for Quote
TDWV1822D HEATING (9) | TDWV1822D HEATING (9) |  |  | Unknown | Unknown | Unknown | Call for Quote | Call for Quote
TDWV1822D MICROPROCESSER (2) | TDWV1822D MICROPROCESSER (2) |  |  | Unknown | Unknown | Unknown | Call for Quote | Call for Quote
TDWV1822D PACKING (14) | TDWV1822D PACKING (14) |  |  | Unknown | Unknown | Unknown | Call for Quote | Call for Quote
TDWV1822D PANELS (13) | TDWV1822D PANELS (13) |  |  | Unknown | Unknown | Unknown | Call for Quote | Call for Quote
TDWV1822D REFRIGERANT (3) | TDWV1822D REFRIGERANT (3) |  |  | Unknown | Unknown | Unknown | Call for Quote | Call for Quote
TDWV1822D VERSION (4) | TDWV1822D VERSION (4) |  |  | Unknown | Unknown | Unknown | Call for Quote | Call for Quote
TDWV1822G ACCESSORIES (7) | TDWV1822G ACCESSORIES (7) |  |  | Unknown | Unknown | Unknown | Call for Quote | Call for Quote
TDWV1822G AIR FILTER (5) | TDWV1822G AIR FILTER (5) |  |  | Unknown | Unknown | Unknown | Call for Quote | Call for Quote
TDWV1822G COMMON ASSY (0) | TDWV1822G COMMON ASSY (0) |  |  | Unknown | Unknown | Unknown | Call for Quote | Call for Quote
TDWV1822G DAMPER (10) | TDWV1822G DAMPER (10) |  |  | Unknown | Unknown | Unknown | Call for Quote | Call for Quote
TDWV1822G ELEC ACCY (12) | TDWV1822G ELEC ACCY (12) |  |  | Unknown | Unknown | Unknown | Call for Quote | Call for Quote
TDWV1822G ELEC HEAT (8) | TDWV1822G ELEC HEAT (8) |  |  | Unknown | Unknown | Unknown | Call for Quote | Call for Quote
TDWV1822G HEATING (9) | TDWV1822G HEATING (9) |  |  | Unknown | Unknown | Unknown | Call for Quote | Call for Quote
TDWV1822G MICROPROCESSER (2) | TDWV1822G MICROPROCESSER (2) |  |  | Unknown | Unknown | Unknown | Call for Quote | Call for Quote
TDWV1822G PACKING (14) | TDWV1822G PACKING (14) |  |  | Unknown | Unknown | Unknown | Call for Quote | Call for Quote
TDWV1822G PANELS (13) | TDWV1822G PANELS (13) |  |  | Unknown | Unknown | Unknown | Call for Quote | Call for Quote
TDWV1822G REFRIGERANT (3) | TDWV1822G REFRIGERANT (3) |  |  | Unknown | Unknown | Unknown | Call for Quote | Call for Quote
TDWV1822G VERSION (4) | TDWV1822G VERSION (4) |  |  | Unknown | Unknown | Unknown | Call for Quote | Call for Quote
TDWV1822L ACCESSORIES (7) | TDWV1822L ACCESSORIES (7) |  |  | Unknown | Unknown | Unknown | Call for Quote | Call for Quote
TDWV1822L AIR FILTER (5) | TDWV1822L AIR FILTER (5) |  |  | Unknown | Unknown | Unknown | Call for Quote | Call for Quote
TDWV1822L COMMON ASSY (0) | TDWV1822L COMMON ASSY (0) |  |  | Unknown | Unknown | Unknown | Call for Quote | Call for Quote
TDWV1822L DAMPER (10) | TDWV1822L DAMPER (10) |  |  | Unknown | Unknown | Unknown | Call for Quote | Call for Quote
TDWV1822L ELEC ACCY (12) | TDWV1822L ELEC ACCY (12) |  |  | Unknown | Unknown | Unknown | Call for Quote | Call for Quote
TDWV1822L ELEC HEAT (8) | TDWV1822L ELEC HEAT (8) |  |  | Unknown | Unknown | Unknown | Call for Quote | Call for Quote
TDWV1822L HEATING (9) | TDWV1822L HEATING (9) |  |  | Unknown | Unknown | Unknown | Call for Quote | Call for Quote
TDWV1822L MICROPROCESSER (2) | TDWV1822L MICROPROCESSER (2) |  |  | Unknown | Unknown | Unknown | Call for Quote | Call for Quote
TDWV1822L PACKING (14) | TDWV1822L PACKING (14) |  |  | Unknown | Unknown | Unknown | Call for Quote | Call for Quote
TDWV1822L PANELS (13) | TDWV1822L PANELS (13) |  |  | Unknown | Unknown | Unknown | Call for Quote | Call for Quote
TDWV1822L REFRIGERANT (3) | TDWV1822L REFRIGERANT (3) |  |  | Unknown | Unknown | Unknown | Call for Quote | Call for Quote
TDWV1822L VERSION (4) | TDWV1822L VERSION (4) |  |  | Unknown | Unknown | Unknown | Call for Quote | Call for Quote
TDWV2242D ACCESSORIES (7) | TDWV2242D ACCESSORIES (7) |  |  | Unknown | Unknown | Unknown | Call for Quote | Call for Quote
TDWV2242D AIR FILTER (5) | TDWV2242D AIR FILTER (5) |  |  | Unknown | Unknown | Unknown | Call for Quote | Call for Quote
TDWV2242D COMMON ASSY (0) | TDWV2242D COMMON ASSY (0) |  |  | Unknown | Unknown | Unknown | Call for Quote | Call for Quote
TDWV2242D DAMPER (10) | TDWV2242D DAMPER (10) |  |  | Unknown | Unknown | Unknown | Call for Quote | Call for Quote
TDWV2242D ELEC ACCY (12) | TDWV2242D ELEC ACCY (12) |  |  | Unknown | Unknown | Unknown | Call for Quote | Call for Quote
TDWV2242D ELEC HEAT (8) | TDWV2242D ELEC HEAT (8) |  |  | Unknown | Unknown | Unknown | Call for Quote | Call for Quote
TDWV2242D HEATING (9) | TDWV2242D HEATING (9) |  |  | Unknown | Unknown | Unknown | Call for Quote | Call for Quote
TDWV2242D MICROPROCESSER (2) | TDWV2242D MICROPROCESSER (2) |  |  | Unknown | Unknown | Unknown | Call for Quote | Call for Quote
TDWV2242D PACKING (14) | TDWV2242D PACKING (14) |  |  | Unknown | Unknown | Unknown | Call for Quote | Call for Quote
TDWV2242D PANELS (13) | TDWV2242D PANELS (13) |  |  | Unknown | Unknown | Unknown | Call for Quote | Call for Quote
TDWV2242D REFRIGERANT (3) | TDWV2242D REFRIGERANT (3) |  |  | Unknown | Unknown | Unknown | Call for Quote | Call for Quote
TDWV2242D VERSION (4) | TDWV2242D VERSION (4) |  |  | Unknown | Unknown | Unknown | Call for Quote | Call for Quote
TDWV2242G ACCESSORIES (7) | TDWV2242G ACCESSORIES (7) |  |  | Unknown | Unknown | Unknown | Call for Quote | Call for Quote
TDWV2242G AIR FILTER (5) | TDWV2242G AIR FILTER (5) |  |  | Unknown | Unknown | Unknown | Call for Quote | Call for Quote
TDWV2242G COMMON ASSY (0) | TDWV2242G COMMON ASSY (0) |  |  | Unknown | Unknown | Unknown | Call for Quote | Call for Quote
TDWV2242G DAMPER (10) | TDWV2242G DAMPER (10) |  |  | Unknown | Unknown | Unknown | Call for Quote | Call for Quote
TDWV2242G ELEC ACCY (12) | TDWV2242G ELEC ACCY (12) |  |  | Unknown | Unknown | Unknown | Call for Quote | Call for Quote
TDWV2242G ELEC HEAT (8) | TDWV2242G ELEC HEAT (8) |  |  | Unknown | Unknown | Unknown | Call for Quote | Call for Quote
TDWV2242G HEATING (9) | TDWV2242G HEATING (9) |  |  | Unknown | Unknown | Unknown | Call for Quote | Call for Quote
TDWV2242G MICROPROCESSER (2) | TDWV2242G MICROPROCESSER (2) |  |  | Unknown | Unknown | Unknown | Call for Quote | Call for Quote
TDWV2242G PACKING (14) | TDWV2242G PACKING (14) |  |  | Unknown | Unknown | Unknown | Call for Quote | Call for Quote
TDWV2242G PANELS (13) | TDWV2242G PANELS (13) |  |  | Unknown | Unknown | Unknown | Call for Quote | Call for Quote
TDWV2242G REFRIGERANT (3) | TDWV2242G REFRIGERANT (3) |  |  | Unknown | Unknown | Unknown | Call for Quote | Call for Quote
TDWV2242G VERSION (4) | TDWV2242G VERSION (4) |  |  | Unknown | Unknown | Unknown | Call for Quote | Call for Quote
TDWV2242L ACCESSORIES (7) | TDWV2242L ACCESSORIES (7) |  |  | Unknown | Unknown | Unknown | Call for Quote | Call for Quote
TDWV2242L AIR FILTER (5) | TDWV2242L AIR FILTER (5) |  |  | Unknown | Unknown | Unknown | Call for Quote | Call for Quote
TDWV2242L COMMON ASSY (0) | TDWV2242L COMMON ASSY (0) |  |  | Unknown | Unknown | Unknown | Call for Quote | Call for Quote
TDWV2242L DAMPER (10) | TDWV2242L DAMPER (10) |  |  | Unknown | Unknown | Unknown | Call for Quote | Call for Quote
TDWV2242L ELEC ACCY (12) | TDWV2242L ELEC ACCY (12) |  |  | Unknown | Unknown | Unknown | Call for Quote | Call for Quote
TDWV2242L ELEC HEAT (8) | TDWV2242L ELEC HEAT (8) |  |  | Unknown | Unknown | Unknown | Call for Quote | Call for Quote
TDWV2242L HEATING (9) | TDWV2242L HEATING (9) |  |  | Unknown | Unknown | Unknown | Call for Quote | Call for Quote
TDWV2242L MICROPROCESSER (2) | TDWV2242L MICROPROCESSER (2) |  |  | Unknown | Unknown | Unknown | Call for Quote | Call for Quote
TDWV2242L PACKING (14) | TDWV2242L PACKING (14) |  |  | Unknown | Unknown | Unknown | Call for Quote | Call for Quote
TDWV2242L PANELS (13) | TDWV2242L PANELS (13) |  |  | Unknown | Unknown | Unknown | Call for Quote | Call for Quote
TDWV2242L REFRIGERANT (3) | TDWV2242L REFRIGERANT (3) |  |  | Unknown | Unknown | Unknown | Call for Quote | Call for Quote
TDWV2242L VERSION (4) | TDWV2242L VERSION (4) |  |  | Unknown | Unknown | Unknown | Call for Quote | Call for Quote
TDWV2542D ACCESSORIES (7) | TDWV2542D ACCESSORIES (7) |  |  | Unknown | Unknown | Unknown | Call for Quote | Call for Quote
TDWV2542D AIR FILTER (5) | TDWV2542D AIR FILTER (5) |  |  | Unknown | Unknown | Unknown | Call for Quote | Call for Quote
TDWV2542D COMMON ASSY (0) | TDWV2542D COMMON ASSY (0) |  |  | Unknown | Unknown | Unknown | Call for Quote | Call for Quote
TDWV2542D DAMPER (10) | TDWV2542D DAMPER (10) |  |  | Unknown | Unknown | Unknown | Call for Quote | Call for Quote
TDWV2542D ELEC ACCY (12) | TDWV2542D ELEC ACCY (12) |  |  | Unknown | Unknown | Unknown | Call for Quote | Call for Quote
TDWV2542D ELEC HEAT (8) | TDWV2542D ELEC HEAT (8) |  |  | Unknown | Unknown | Unknown | Call for Quote | Call for Quote
TDWV2542D HEATING (9) | TDWV2542D HEATING (9) |  |  | Unknown | Unknown | Unknown | Call for Quote | Call for Quote
TDWV2542D MICROPROCESSER (2) | TDWV2542D MICROPROCESSER (2) |  |  | Unknown | Unknown | Unknown | Call for Quote | Call for Quote
TDWV2542D PACKING (14) | TDWV2542D PACKING (14) |  |  | Unknown | Unknown | Unknown | Call for Quote | Call for Quote
TDWV2542D PANELS (13) | TDWV2542D PANELS (13) |  |  | Unknown | Unknown | Unknown | Call for Quote | Call for Quote
TDWV2542D REFRIGERANT (3) | TDWV2542D REFRIGERANT (3) |  |  | Unknown | Unknown | Unknown | Call for Quote | Call for Quote
TDWV2542D VERSION (4) | TDWV2542D VERSION (4) |  |  | Unknown | Unknown | Unknown | Call for Quote | Call for Quote
TDWV2542G ACCESSORIES (7) | TDWV2542G ACCESSORIES (7) |  |  | Unknown | Unknown | Unknown | Call for Quote | Call for Quote
TDWV2542G AIR FILTER (5) | TDWV2542G AIR FILTER (5) |  |  | Unknown | Unknown | Unknown | Call for Quote | Call for Quote
TDWV2542G COMMON ASSY (0) | TDWV2542G COMMON ASSY (0) |  |  | Unknown | Unknown | Unknown | Call for Quote | Call for Quote
TDWV2542G DAMPER (10) | TDWV2542G DAMPER (10) |  |  | Unknown | Unknown | Unknown | Call for Quote | Call for Quote
TDWV2542G ELEC ACCY (12) | TDWV2542G ELEC ACCY (12) |  |  | Unknown | Unknown | Unknown | Call for Quote | Call for Quote
TDWV2542G ELEC HEAT (8) | TDWV2542G ELEC HEAT (8) |  |  | Unknown | Unknown | Unknown | Call for Quote | Call for Quote
TDWV2542G HEATING (9) | TDWV2542G HEATING (9) |  |  | Unknown | Unknown | Unknown | Call for Quote | Call for Quote
TDWV2542G MICROPROCESSER (2) | TDWV2542G MICROPROCESSER (2) |  |  | Unknown | Unknown | Unknown | Call for Quote | Call for Quote
TDWV2542G PACKING (14) | TDWV2542G PACKING (14) |  |  | Unknown | Unknown | Unknown | Call for Quote | Call for Quote
TDWV2542G PANELS (13) | TDWV2542G PANELS (13) |  |  | Unknown | Unknown | Unknown | Call for Quote | Call for Quote
TDWV2542G REFRIGERANT (3) | TDWV2542G REFRIGERANT (3) |  |  | Unknown | Unknown | Unknown | Call for Quote | Call for Quote
TDWV2542G VERSION (4) | TDWV2542G VERSION (4) |  |  | Unknown | Unknown | Unknown | Call for Quote | Call for Quote
TDWV2542L ACCESSORIES (7) | TDWV2542L ACCESSORIES (7) |  |  | Unknown | Unknown | Unknown | Call for Quote | Call for Quote
TDWV2542L AIR FILTER (5) | TDWV2542L AIR FILTER (5) |  |  | Unknown | Unknown | Unknown | Call for Quote | Call for Quote
TDWV2542L COMMON ASSY (0) | TDWV2542L COMMON ASSY (0) |  |  | Unknown | Unknown | Unknown | Call for Quote | Call for Quote
TDWV2542L DAMPER (10) | TDWV2542L DAMPER (10) |  |  | Unknown | Unknown | Unknown | Call for Quote | Call for Quote
TDWV2542L ELEC ACCY (12) | TDWV2542L ELEC ACCY (12) |  |  | Unknown | Unknown | Unknown | Call for Quote | Call for Quote
TDWV2542L ELEC HEAT (8) | TDWV2542L ELEC HEAT (8) |  |  | Unknown | Unknown | Unknown | Call for Quote | Call for Quote
TDWV2542L HEATING (9) | TDWV2542L HEATING (9) |  |  | Unknown | Unknown | Unknown | Call for Quote | Call for Quote
TDWV2542L MICROPROCESSER (2) | TDWV2542L MICROPROCESSER (2) |  |  | Unknown | Unknown | Unknown | Call for Quote | Call for Quote
TDWV2542L PACKING (14) | TDWV2542L PACKING (14) |  |  | Unknown | Unknown | Unknown | Call for Quote | Call for Quote
TDWV2542L PANELS (13) | TDWV2542L PANELS (13) |  |  | Unknown | Unknown | Unknown | Call for Quote | Call for Quote
TDWV2542L REFRIGERANT (3) | TDWV2542L REFRIGERANT (3) |  |  | Unknown | Unknown | Unknown | Call for Quote | Call for Quote
TDWV2542L VERSION (4) | TDWV2542L VERSION (4) |  |  | Unknown | Unknown | Unknown | Call for Quote | Call for Quote
TDWV2842D ACCESSORIES (7) | TDWV2842D ACCESSORIES (7) |  |  | Unknown | Unknown | Unknown | Call for Quote | Call for Quote
TDWV2842D AIR FILTER (5) | TDWV2842D AIR FILTER (5) |  |  | Unknown | Unknown | Unknown | Call for Quote | Call for Quote
TDWV2842D COMMON ASSY (0) | TDWV2842D COMMON ASSY (0) |  |  | Unknown | Unknown | Unknown | Call for Quote | Call for Quote
TDWV2842D DAMPER (10) | TDWV2842D DAMPER (10) |  |  | Unknown | Unknown | Unknown | Call for Quote | Call for Quote
TDWV2842D ELEC ACCY (12) | TDWV2842D ELEC ACCY (12) |  |  | Unknown | Unknown | Unknown | Call for Quote | Call for Quote
TDWV2842D ELEC HEAT (8) | TDWV2842D ELEC HEAT (8) |  |  | Unknown | Unknown | Unknown | Call for Quote | Call for Quote
TDWV2842D HEATING (9) | TDWV2842D HEATING (9) |  |  | Unknown | Unknown | Unknown | Call for Quote | Call for Quote
TDWV2842D MICROPROCESSER (2) | TDWV2842D MICROPROCESSER (2) |  |  | Unknown | Unknown | Unknown | Call for Quote | Call for Quote
TDWV2842D PACKING (14) | TDWV2842D PACKING (14) |  |  | Unknown | Unknown | Unknown | Call for Quote | Call for Quote
TDWV2842D PANELS (13) | TDWV2842D PANELS (13) |  |  | Unknown | Unknown | Unknown | Call for Quote | Call for Quote
TDWV2842D REFRIGERANT (3) | TDWV2842D REFRIGERANT (3) |  |  | Unknown | Unknown | Unknown | Call for Quote | Call for Quote
TDWV2842D VERSION (4) | TDWV2842D VERSION (4) |  |  | Unknown | Unknown | Unknown | Call for Quote | Call for Quote
TDWV2842G ACCESSORIES (7) | TDWV2842G ACCESSORIES (7) |  |  | Unknown | Unknown | Unknown | Call for Quote | Call for Quote
TDWV2842G AIR FILTER (5) | TDWV2842G AIR FILTER (5) |  |  | Unknown | Unknown | Unknown | Call for Quote | Call for Quote
TDWV2842G COMMON ASSY (0) | TDWV2842G COMMON ASSY (0) |  |  | Unknown | Unknown | Unknown | Call for Quote | Call for Quote
TDWV2842G DAMPER (10) | TDWV2842G DAMPER (10) |  |  | Unknown | Unknown | Unknown | Call for Quote | Call for Quote
TDWV2842G ELEC ACCY (12) | TDWV2842G ELEC ACCY (12) |  |  | Unknown | Unknown | Unknown | Call for Quote | Call for Quote
TDWV2842G ELEC HEAT (8) | TDWV2842G ELEC HEAT (8) |  |  | Unknown | Unknown | Unknown | Call for Quote | Call for Quote
TDWV2842G HEATING (9) | TDWV2842G HEATING (9) |  |  | Unknown | Unknown | Unknown | Call for Quote | Call for Quote
TDWV2842G MICROPROCESSER (2) | TDWV2842G MICROPROCESSER (2) |  |  | Unknown | Unknown | Unknown | Call for Quote | Call for Quote
TDWV2842G PACKING (14) | TDWV2842G PACKING (14) |  |  | Unknown | Unknown | Unknown | Call for Quote | Call for Quote
TDWV2842G PANELS (13) | TDWV2842G PANELS (13) |  |  | Unknown | Unknown | Unknown | Call for Quote | Call for Quote
TDWV2842G REFRIGERANT (3) | TDWV2842G REFRIGERANT (3) |  |  | Unknown | Unknown | Unknown | Call for Quote | Call for Quote
TDWV2842G VERSION (4) | TDWV2842G VERSION (4) |  |  | Unknown | Unknown | Unknown | Call for Quote | Call for Quote
TDWV2842L ACCESSORIES (7) | TDWV2842L ACCESSORIES (7) |  |  | Unknown | Unknown | Unknown | Call for Quote | Call for Quote
TDWV2842L AIR FILTER (5) | TDWV2842L AIR FILTER (5) |  |  | Unknown | Unknown | Unknown | Call for Quote | Call for Quote
TDWV2842L COMMON ASSY (0) | TDWV2842L COMMON ASSY (0) |  |  | Unknown | Unknown | Unknown | Call for Quote | Call for Quote
TDWV2842L DAMPER (10) | TDWV2842L DAMPER (10) |  |  | Unknown | Unknown | Unknown | Call for Quote | Call for Quote
TDWV2842L ELEC ACCY (12) | TDWV2842L ELEC ACCY (12) |  |  | Unknown | Unknown | Unknown | Call for Quote | Call for Quote
TDWV2842L ELEC HEAT (8) | TDWV2842L ELEC HEAT (8) |  |  | Unknown | Unknown | Unknown | Call for Quote | Call for Quote
TDWV2842L HEATING (9) | TDWV2842L HEATING (9) |  |  | Unknown | Unknown | Unknown | Call for Quote | Call for Quote
TDWV2842L MICROPROCESSER (2) | TDWV2842L MICROPROCESSER (2) |  |  | Unknown | Unknown | Unknown | Call for Quote | Call for Quote
TDWV2842L PACKING (14) | TDWV2842L PACKING (14) |  |  | Unknown | Unknown | Unknown | Call for Quote | Call for Quote
TDWV2842L PANELS (13) | TDWV2842L PANELS (13) |  |  | Unknown | Unknown | Unknown | Call for Quote | Call for Quote
TDWV2842L REFRIGERANT (3) | TDWV2842L REFRIGERANT (3) |  |  | Unknown | Unknown | Unknown | Call for Quote | Call for Quote
TDWV2842L VERSION (4) | TDWV2842L VERSION (4) |  |  | Unknown | Unknown | Unknown | Call for Quote | Call for Quote
TMR | MGE Galaxy Transversal Equipment | 400 3 PH | 400 3 PH | FAMILY OTHER FOR SP3PH | Unknown | MGE Accessories | Call for Quote | Call for Quote
TMRX | TRANSVERSAL EQUIPMENT OPTIONS |  |  | FAMILY OTHER FOR SP3PH | Unknown | MGE Accessories | Call for Quote | Call for Quote
TMRX-CAT | CAT TRANSVERSAL EQUIPMENT OPTIONS |  |  | Unknown | Unknown | Unknown | Call for Quote | Call for Quote
TMRXG5OPT | OPTIONS TRANSVERSAL EQUIPMENT OPT |  |  | Unknown | Unknown | Unknown | Call for Quote | Call for Quote
TU F3 D SCCR PROTECTION (11) | TU 0511D-0611D SCCR PROTECTION (11) |  |  | Unknown | Unknown | Unknown | Call for Quote | Call for Quote
TU F3 G-L SCCR PROTECTION (11) | TU 0511-0611 G-L SCCR PROTECTION (11) |  |  | Unknown | Unknown | Unknown | Call for Quote | Call for Quote
TUAV0511D ACCESSORIES (7) | TUAV0511D ACCESSORIES (7) |  |  | Unknown | Unknown | Unknown | Call for Quote | Call for Quote
TUAV0511D AIR FILTER (5) | TUAV0511D AIR FILTER (5) |  |  | Unknown | Unknown | Unknown | Call for Quote | Call for Quote
TUAV0511D AIR FLOW CONFIG (1) | TUAV0511D AIR FLOW CONFIG (1) |  |  | Unknown | Unknown | Unknown | Call for Quote | Call for Quote
TUAV0511D COMMON ASSY (0) | TUAV0511D COMMON ASSY (0) |  |  | Unknown | Unknown | Unknown | Call for Quote | Call for Quote
TUAV0511D DAMPER (10) | TUAV0511D DAMPER (10) |  |  | Unknown | Unknown | Unknown | Call for Quote | Call for Quote
TUAV0511D ELEC ACCY (12) | TUAV0511D ELEC ACCY (12) |  |  | Unknown | Unknown | Unknown | Call for Quote | Call for Quote
TUAV0511D ELEC HEAT (8) | TUAV0511D ELEC HEAT (8) |  |  | Unknown | Unknown | Unknown | Call for Quote | Call for Quote
TUAV0511D HEATING (9) | TUAV0511D HEATING (9) |  |  | Unknown | Unknown | Unknown | Call for Quote | Call for Quote
TUAV0511D MICROPROCESSER (2) | TUAV0511D MICROPROCESSER (2) |  |  | Unknown | Unknown | Unknown | Call for Quote | Call for Quote
TUAV0511D PACKING (14) | TUAV0511D PACKING (14) |  |  | Unknown | Unknown | Unknown | Call for Quote | Call for Quote
TUAV0511D REFRIGERANT (3) | TUAV0511D REFRIGERANT (3) |  |  | Unknown | Unknown | Unknown | Call for Quote | Call for Quote
TUAV0511D VERSION (4) | TUAV0511D VERSION (4) |  |  | Unknown | Unknown | Unknown | Call for Quote | Call for Quote
TUAV0511G ACCESSORIES (7) | TUAV0511G ACCESSORIES (7) |  |  | Unknown | Unknown | Unknown | Call for Quote | Call for Quote
TUAV0511G AIR FILTER (5) | TUAV0511G AIR FILTER (5) |  |  | Unknown | Unknown | Unknown | Call for Quote | Call for Quote
TUAV0511G AIR FLOW CONFIG (1) | TUAV0511G AIR FLOW CONFIG (1) |  |  | Unknown | Unknown | Unknown | Call for Quote | Call for Quote
TUAV0511G COMMON ASSY (0) | TUAV0511G COMMON ASSY (0) |  |  | Unknown | Unknown | Unknown | Call for Quote | Call for Quote
TUAV0511G DAMPER (10) | TUAV0511G DAMPER (10) |  |  | Unknown | Unknown | Unknown | Call for Quote | Call for Quote
TUAV0511G ELEC ACCY (12) | TUAV0511G ELEC ACCY (12) |  |  | Unknown | Unknown | Unknown | Call for Quote | Call for Quote
TUAV0511G ELEC HEAT (8) | TUAV0511G ELEC HEAT (8) |  |  | Unknown | Unknown | Unknown | Call for Quote | Call for Quote
TUAV0511G HEATING (9) | TUAV0511G HEATING (9) |  |  | Unknown | Unknown | Unknown | Call for Quote | Call for Quote
TUAV0511G MICROPROCESSER (2) | TUAV0511G MICROPROCESSER (2) |  |  | Unknown | Unknown | Unknown | Call for Quote | Call for Quote
TUAV0511G PACKING (14) | TUAV0511G PACKING (14) |  |  | Unknown | Unknown | Unknown | Call for Quote | Call for Quote
TUAV0511G REFRIGERANT (3) | TUAV0511G REFRIGERANT (3) |  |  | Unknown | Unknown | Unknown | Call for Quote | Call for Quote
TUAV0511G VERSION (4) | TUAV0511G VERSION (4) |  |  | Unknown | Unknown | Unknown | Call for Quote | Call for Quote
TUAV0511L ACCESSORIES (7) | TUAV0511L ACCESSORIES (7) |  |  | Unknown | Unknown | Unknown | Call for Quote | Call for Quote
TUAV0511L AIR FILTER (5) | TUAV0511L AIR FILTER (5) |  |  | Unknown | Unknown | Unknown | Call for Quote | Call for Quote
TUAV0511L AIR FLOW CONFIG (1) | TUAV0511L AIR FLOW CONFIG (1) |  |  | Unknown | Unknown | Unknown | Call for Quote | Call for Quote
TUAV0511L COMMON ASSY (0) | TUAV0511L COMMON ASSY (0) |  |  | Unknown | Unknown | Unknown | Call for Quote | Call for Quote
TUAV0511L DAMPER (10) | TUAV0511L DAMPER (10) |  |  | Unknown | Unknown | Unknown | Call for Quote | Call for Quote
TUAV0511L ELEC ACCY (12) | TUAV0511L ELEC ACCY (12) |  |  | Unknown | Unknown | Unknown | Call for Quote | Call for Quote
TUAV0511L ELEC HEAT (8) | TUAV0511L ELEC HEAT (8) |  |  | Unknown | Unknown | Unknown | Call for Quote | Call for Quote
TUAV0511L HEATING (9) | TUAV0511L HEATING (9) |  |  | Unknown | Unknown | Unknown | Call for Quote | Call for Quote
TUAV0511L MICROPROCESSER (2) | TUAV0511L MICROPROCESSER (2) |  |  | Unknown | Unknown | Unknown | Call for Quote | Call for Quote
TUAV0511L PACKING (14) | TUAV0511L PACKING (14) |  |  | Unknown | Unknown | Unknown | Call for Quote | Call for Quote
TUAV0511L REFRIGERANT (3) | TUAV0511L REFRIGERANT (3) |  |  | Unknown | Unknown | Unknown | Call for Quote | Call for Quote
TUAV0511L VERSION (4) | TUAV0511L VERSION (4) |  |  | Unknown | Unknown | Unknown | Call for Quote | Call for Quote
TUAV0611D ACCESSORIES (7) | TUAV0611D ACCESSORIES (7) |  |  | Unknown | Unknown | Unknown | Call for Quote | Call for Quote
TUAV0611D AIR FILTER (5) | TUAV0611D AIR FILTER (5) |  |  | Unknown | Unknown | Unknown | Call for Quote | Call for Quote
TUAV0611D AIR FLOW CONFIG (1) | TUAV0611D AIR FLOW CONFIG (1) |  |  | Unknown | Unknown | Unknown | Call for Quote | Call for Quote
TUAV0611D COMMON ASSY (0) | TUAV0611D COMMON ASSY (0) |  |  | Unknown | Unknown | Unknown | Call for Quote | Call for Quote
TUAV0611D DAMPER (10) | TUAV0611D DAMPER (10) |  |  | Unknown | Unknown | Unknown | Call for Quote | Call for Quote
TUAV0611D ELEC ACCY (12) | TUAV0611D ELEC ACCY (12) |  |  | Unknown | Unknown | Unknown | Call for Quote | Call for Quote
TUAV0611D ELEC HEAT (8) | TUAV0611D ELEC HEAT (8) |  |  | Unknown | Unknown | Unknown | Call for Quote | Call for Quote
TUAV0611D HEATING (9) | TUAV0611D HEATING (9) |  |  | Unknown | Unknown | Unknown | Call for Quote | Call for Quote
TUAV0611D MICROPROCESSER (2) | TUAV0611D MICROPROCESSER (2) |  |  | Unknown | Unknown | Unknown | Call for Quote | Call for Quote
TUAV0611D PACKING (14) | TUAV0611D PACKING (14) |  |  | Unknown | Unknown | Unknown | Call for Quote | Call for Quote
TUAV0611D REFRIGERANT (3) | TUAV0611D REFRIGERANT (3) |  |  | Unknown | Unknown | Unknown | Call for Quote | Call for Quote
TUAV0611D VERSION (4) | TUAV0611D VERSION (4) |  |  | Unknown | Unknown | Unknown | Call for Quote | Call for Quote
TUAV0611G ACCESSORIES (7) | TUAV0611G ACCESSORIES (7) |  |  | Unknown | Unknown | Unknown | Call for Quote | Call for Quote
TUAV0611G AIR FILTER (5) | TUAV0611G AIR FILTER (5) |  |  | Unknown | Unknown | Unknown | Call for Quote | Call for Quote
TUAV0611G AIR FLOW CONFIG (1) | TUAV0611G AIR FLOW CONFIG (1) |  |  | Unknown | Unknown | Unknown | Call for Quote | Call for Quote
TUAV0611G COMMON ASSY (0) | TUAV0611G COMMON ASSY (0) |  |  | Unknown | Unknown | Unknown | Call for Quote | Call for Quote
TUAV0611G DAMPER (10) | TUAV0611G DAMPER (10) |  |  | Unknown | Unknown | Unknown | Call for Quote | Call for Quote
TUAV0611G ELEC ACCY (12) | TUAV0611G ELEC ACCY (12) |  |  | Unknown | Unknown | Unknown | Call for Quote | Call for Quote
TUAV0611G ELEC HEAT (8) | TUAV0611G ELEC HEAT (8) |  |  | Unknown | Unknown | Unknown | Call for Quote | Call for Quote
TUAV0611G HEATING (9) | TUAV0611G HEATING (9) |  |  | Unknown | Unknown | Unknown | Call for Quote | Call for Quote
TUAV0611G MICROPROCESSER (2) | TUAV0611G MICROPROCESSER (2) |  |  | Unknown | Unknown | Unknown | Call for Quote | Call for Quote
TUAV0611G PACKING (14) | TUAV0611G PACKING (14) |  |  | Unknown | Unknown | Unknown | Call for Quote | Call for Quote
TUAV0611G REFRIGERANT (3) | TUAV0611G REFRIGERANT (3) |  |  | Unknown | Unknown | Unknown | Call for Quote | Call for Quote
TUAV0611G VERSION (4) | TUAV0611G VERSION (4) |  |  | Unknown | Unknown | Unknown | Call for Quote | Call for Quote
TUAV0611L ACCESSORIES (7) | TUAV0611L ACCESSORIES (7) |  |  | Unknown | Unknown | Unknown | Call for Quote | Call for Quote
TUAV0611L AIR FILTER (5) | TUAV0611L AIR FILTER (5) |  |  | Unknown | Unknown | Unknown | Call for Quote | Call for Quote
TUAV0611L AIR FLOW CONFIG (1) | TUAV0611L AIR FLOW CONFIG (1) |  |  | Unknown | Unknown | Unknown | Call for Quote | Call for Quote
TUAV0611L COMMON ASSY (0) | TUAV0611L COMMON ASSY (0) |  |  | Unknown | Unknown | Unknown | Call for Quote | Call for Quote
TUAV0611L DAMPER (10) | TUAV0611L DAMPER (10) |  |  | Unknown | Unknown | Unknown | Call for Quote | Call for Quote
TUAV0611L ELEC ACCY (12) | TUAV0611L ELEC ACCY (12) |  |  | Unknown | Unknown | Unknown | Call for Quote | Call for Quote
TUAV0611L ELEC HEAT (8) | TUAV0611L ELEC HEAT (8) |  |  | Unknown | Unknown | Unknown | Call for Quote | Call for Quote
TUAV0611L HEATING (9) | TUAV0611L HEATING (9) |  |  | Unknown | Unknown | Unknown | Call for Quote | Call for Quote
TUAV0611L MICROPROCESSER (2) | TUAV0611L MICROPROCESSER (2) |  |  | Unknown | Unknown | Unknown | Call for Quote | Call for Quote
TUAV0611L PACKING (14) | TUAV0611L PACKING (14) |  |  | Unknown | Unknown | Unknown | Call for Quote | Call for Quote
TUAV0611L REFRIGERANT (3) | TUAV0611L REFRIGERANT (3) |  |  | Unknown | Unknown | Unknown | Call for Quote | Call for Quote
TUAV0611L VERSION (4) | TUAV0611L VERSION (4) |  |  | Unknown | Unknown | Unknown | Call for Quote | Call for Quote
TUAV0921D ACCESSORIES (7) | TUAV0921D ACCESSORIES (7) |  |  | Unknown | Unknown | Unknown | Call for Quote | Call for Quote
TUAV0921D AIR FILTER (5) | TUAV0921D AIR FILTER (5) |  |  | Unknown | Unknown | Unknown | Call for Quote | Call for Quote
TUAV0921D AIR FLOW CONFIG (1) | TUAV0921D AIR FLOW CONFIG (1) |  |  | Unknown | Unknown | Unknown | Call for Quote | Call for Quote
TUAV0921D COMMON ASSY (0) | TUAV0921D COMMON ASSY (0) |  |  | Unknown | Unknown | Unknown | Call for Quote | Call for Quote
TUAV0921D DAMPER (10) | TUAV0921D DAMPER (10) |  |  | Unknown | Unknown | Unknown | Call for Quote | Call for Quote
TUAV0921D ELEC ACCY (12) | TUAV0921D ELEC ACCY (12) |  |  | Unknown | Unknown | Unknown | Call for Quote | Call for Quote
TUAV0921D ELEC HEAT (8) | TUAV0921D ELEC HEAT (8) |  |  | Unknown | Unknown | Unknown | Call for Quote | Call for Quote
TUAV0921D HEATING (9) | TUAV0921D HEATING (9) |  |  | Unknown | Unknown | Unknown | Call for Quote | Call for Quote
TUAV0921D MICROPROCESSER (2) | TUAV0921D MICROPROCESSER (2) |  |  | Unknown | Unknown | Unknown | Call for Quote | Call for Quote
TUAV0921D PACKING (14) | TUAV0921D PACKING (14) |  |  | Unknown | Unknown | Unknown | Call for Quote | Call for Quote
TUAV0921D REFRIGERANT (3) | TUAV0921D REFRIGERANT (3) |  |  | Unknown | Unknown | Unknown | Call for Quote | Call for Quote
TUAV0921D VERSION (4) | TUAV0921D VERSION (4) |  |  | Unknown | Unknown | Unknown | Call for Quote | Call for Quote
TUAV0921G ACCESSORIES (7) | TUAV0921G ACCESSORIES (7) |  |  | Unknown | Unknown | Unknown | Call for Quote | Call for Quote
TUAV0921G AIR FILTER (5) | TUAV0921G AIR FILTER (5) |  |  | Unknown | Unknown | Unknown | Call for Quote | Call for Quote
TUAV0921G AIR FLOW CONFIG (1) | TUAV0921G AIR FLOW CONFIG (1) |  |  | Unknown | Unknown | Unknown | Call for Quote | Call for Quote
TUAV0921G COMMON ASSY (0) | TUAV0921G COMMON ASSY (0) |  |  | Unknown | Unknown | Unknown | Call for Quote | Call for Quote
TUAV0921G DAMPER (10) | TUAV0921G DAMPER (10) |  |  | Unknown | Unknown | Unknown | Call for Quote | Call for Quote
TUAV0921G ELEC ACCY (12) | TUAV0921G ELEC ACCY (12) |  |  | Unknown | Unknown | Unknown | Call for Quote | Call for Quote
TUAV0921G ELEC HEAT (8) | TUAV0921G ELEC HEAT (8) |  |  | Unknown | Unknown | Unknown | Call for Quote | Call for Quote
TUAV0921G HEATING (9) | TUAV0921G HEATING (9) |  |  | Unknown | Unknown | Unknown | Call for Quote | Call for Quote
TUAV0921G MICROPROCESSER (2) | TUAV0921G MICROPROCESSER (2) |  |  | Unknown | Unknown | Unknown | Call for Quote | Call for Quote
TUAV0921G PACKING (14) | TUAV0921G PACKING (14) |  |  | Unknown | Unknown | Unknown | Call for Quote | Call for Quote
TUAV0921G REFRIGERANT (3) | TUAV0921G REFRIGERANT (3) |  |  | Unknown | Unknown | Unknown | Call for Quote | Call for Quote
TUAV0921G VERSION (4) | TUAV0921G VERSION (4) |  |  | Unknown | Unknown | Unknown | Call for Quote | Call for Quote
TUAV0921L ACCESSORIES (7) | TUAV0921L ACCESSORIES (7) |  |  | Unknown | Unknown | Unknown | Call for Quote | Call for Quote
TUAV0921L AIR FILTER (5) | TUAV0921L AIR FILTER (5) |  |  | Unknown | Unknown | Unknown | Call for Quote | Call for Quote
TUAV0921L AIR FLOW CONFIG (1) | TUAV0921L AIR FLOW CONFIG (1) |  |  | Unknown | Unknown | Unknown | Call for Quote | Call for Quote
TUAV0921L COMMON ASSY (0) | TUAV0921L COMMON ASSY (0) |  |  | Unknown | Unknown | Unknown | Call for Quote | Call for Quote
TUAV0921L DAMPER (10) | TUAV0921L DAMPER (10) |  |  | Unknown | Unknown | Unknown | Call for Quote | Call for Quote
TUAV0921L ELEC ACCY (12) | TUAV0921L ELEC ACCY (12) |  |  | Unknown | Unknown | Unknown | Call for Quote | Call for Quote
TUAV0921L ELEC HEAT (8) | TUAV0921L ELEC HEAT (8) |  |  | Unknown | Unknown | Unknown | Call for Quote | Call for Quote
TUAV0921L HEATING (9) | TUAV0921L HEATING (9) |  |  | Unknown | Unknown | Unknown | Call for Quote | Call for Quote
TUAV0921L MICROPROCESSER (2) | TUAV0921L MICROPROCESSER (2) |  |  | Unknown | Unknown | Unknown | Call for Quote | Call for Quote
TUAV0921L PACKING (14) | TUAV0921L PACKING (14) |  |  | Unknown | Unknown | Unknown | Call for Quote | Call for Quote
TUAV0921L REFRIGERANT (3) | TUAV0921L REFRIGERANT (3) |  |  | Unknown | Unknown | Unknown | Call for Quote | Call for Quote
TUAV0921L VERSION (4) | TUAV0921L VERSION (4) |  |  | Unknown | Unknown | Unknown | Call for Quote | Call for Quote
TUAV1121D ACCESSORIES (7) | TUAV1121D ACCESSORIES (7) |  |  | Unknown | Unknown | Unknown | Call for Quote | Call for Quote
TUAV1121D AIR FILTER (5) | TUAV1121D AIR FILTER (5) |  |  | Unknown | Unknown | Unknown | Call for Quote | Call for Quote
TUAV1121D AIR FLOW CONFIG (1) | TUAV1121D AIR FLOW CONFIG (1) |  |  | Unknown | Unknown | Unknown | Call for Quote | Call for Quote
TUAV1121D COMMON ASSY (0) | TUAV1121D COMMON ASSY (0) |  |  | Unknown | Unknown | Unknown | Call for Quote | Call for Quote
TUAV1121D DAMPER (10) | TUAV1121D DAMPER (10) |  |  | Unknown | Unknown | Unknown | Call for Quote | Call for Quote
TUAV1121D ELEC ACCY (12) | TUAV1121D ELEC ACCY (12) |  |  | Unknown | Unknown | Unknown | Call for Quote | Call for Quote
TUAV1121D ELEC HEAT (8) | TUAV1121D ELEC HEAT (8) |  |  | Unknown | Unknown | Unknown | Call for Quote | Call for Quote
TUAV1121D HEATING (9) | TUAV1121D HEATING (9) |  |  | Unknown | Unknown | Unknown | Call for Quote | Call for Quote
TUAV1121D MICROPROCESSER (2) | TUAV1121D MICROPROCESSER (2) |  |  | Unknown | Unknown | Unknown | Call for Quote | Call for Quote
TUAV1121D PACKING (14) | TUAV1121D PACKING (14) |  |  | Unknown | Unknown | Unknown | Call for Quote | Call for Quote
TUAV1121D REFRIGERANT (3) | TUAV1121D REFRIGERANT (3) |  |  | Unknown | Unknown | Unknown | Call for Quote | Call for Quote
TUAV1121D VERSION (4) | TUAV1121D VERSION (4) |  |  | Unknown | Unknown | Unknown | Call for Quote | Call for Quote
TUAV1121G ACCESSORIES (7) | TUAV1121G ACCESSORIES (7) |  |  | Unknown | Unknown | Unknown | Call for Quote | Call for Quote
TUAV1121G AIR FILTER (5) | TUAV1121G AIR FILTER (5) |  |  | Unknown | Unknown | Unknown | Call for Quote | Call for Quote
TUAV1121G AIR FLOW CONFIG (1) | TUAV1121G AIR FLOW CONFIG (1) |  |  | Unknown | Unknown | Unknown | Call for Quote | Call for Quote
TUAV1121G COMMON ASSY (0) | TUAV1121G COMMON ASSY (0) |  |  | Unknown | Unknown | Unknown | Call for Quote | Call for Quote
TUAV1121G DAMPER (10) | TUAV1121G DAMPER (10) |  |  | Unknown | Unknown | Unknown | Call for Quote | Call for Quote
TUAV1121G ELEC ACCY (12) | TUAV1121G ELEC ACCY (12) |  |  | Unknown | Unknown | Unknown | Call for Quote | Call for Quote
TUAV1121G ELEC HEAT (8) | TUAV1121G ELEC HEAT (8) |  |  | Unknown | Unknown | Unknown | Call for Quote | Call for Quote
TUAV1121G HEATING (9) | TUAV1121G HEATING (9) |  |  | Unknown | Unknown | Unknown | Call for Quote | Call for Quote
TUAV1121G MICROPROCESSER (2) | TUAV1121G MICROPROCESSER (2) |  |  | Unknown | Unknown | Unknown | Call for Quote | Call for Quote
TUAV1121G PACKING (14) | TUAV1121G PACKING (14) |  |  | Unknown | Unknown | Unknown | Call for Quote | Call for Quote
TUAV1121G REFRIGERANT (3) | TUAV1121G REFRIGERANT (3) |  |  | Unknown | Unknown | Unknown | Call for Quote | Call for Quote
TUAV1121G VERSION (4) | TUAV1121G VERSION (4) |  |  | Unknown | Unknown | Unknown | Call for Quote | Call for Quote
TUAV1121L ACCESSORIES (7) | TUAV1121L ACCESSORIES (7) |  |  | Unknown | Unknown | Unknown | Call for Quote | Call for Quote
TUAV1121L AIR FILTER (5) | TUAV1121L AIR FILTER (5) |  |  | Unknown | Unknown | Unknown | Call for Quote | Call for Quote
TUAV1121L AIR FLOW CONFIG (1) | TUAV1121L AIR FLOW CONFIG (1) |  |  | Unknown | Unknown | Unknown | Call for Quote | Call for Quote
TUAV1121L COMMON ASSY (0) | TUAV1121L COMMON ASSY (0) |  |  | Unknown | Unknown | Unknown | Call for Quote | Call for Quote
TUAV1121L DAMPER (10) | TUAV1121L DAMPER (10) |  |  | Unknown | Unknown | Unknown | Call for Quote | Call for Quote
TUAV1121L ELEC ACCY (12) | TUAV1121L ELEC ACCY (12) |  |  | Unknown | Unknown | Unknown | Call for Quote | Call for Quote
TUAV1121L ELEC HEAT (8) | TUAV1121L ELEC HEAT (8) |  |  | Unknown | Unknown | Unknown | Call for Quote | Call for Quote
TUAV1121L HEATING (9) | TUAV1121L HEATING (9) |  |  | Unknown | Unknown | Unknown | Call for Quote | Call for Quote
TUAV1121L MICROPROCESSER (2) | TUAV1121L MICROPROCESSER (2) |  |  | Unknown | Unknown | Unknown | Call for Quote | Call for Quote
TUAV1121L PACKING (14) | TUAV1121L PACKING (14) |  |  | Unknown | Unknown | Unknown | Call for Quote | Call for Quote
TUAV1121L REFRIGERANT (3) | TUAV1121L REFRIGERANT (3) |  |  | Unknown | Unknown | Unknown | Call for Quote | Call for Quote
TUAV1121L VERSION (4) | TUAV1121L VERSION (4) |  |  | Unknown | Unknown | Unknown | Call for Quote | Call for Quote
TUAV1422D ACCESSORIES (7) | TUAV1422D ACCESSORIES (7) |  |  | Unknown | Unknown | Unknown | Call for Quote | Call for Quote
TUAV1422D AIR FILTER (5) | TUAV1422D AIR FILTER (5) |  |  | Unknown | Unknown | Unknown | Call for Quote | Call for Quote
TUAV1422D AIR FLOW CONFIG (1) | TUAV1422D AIR FLOW CONFIG (1) |  |  | Unknown | Unknown | Unknown | Call for Quote | Call for Quote
TUAV1422D COMMON ASSY (0) | TUAV1422D COMMON ASSY (0) |  |  | Unknown | Unknown | Unknown | Call for Quote | Call for Quote
TUAV1422D DAMPER (10) | TUAV1422D DAMPER (10) |  |  | Unknown | Unknown | Unknown | Call for Quote | Call for Quote
TUAV1422D ELEC ACCY (12) | TUAV1422D ELEC ACCY (12) |  |  | Unknown | Unknown | Unknown | Call for Quote | Call for Quote
TUAV1422D ELEC HEAT (8) | TUAV1422D ELEC HEAT (8) |  |  | Unknown | Unknown | Unknown | Call for Quote | Call for Quote
TUAV1422D HEATING (9) | TUAV1422D HEATING (9) |  |  | Unknown | Unknown | Unknown | Call for Quote | Call for Quote
TUAV1422D MICROPROCESSER (2) | TUAV1422D MICROPROCESSER (2) |  |  | Unknown | Unknown | Unknown | Call for Quote | Call for Quote
TUAV1422D PACKING (14) | TUAV1422D PACKING (14) |  |  | Unknown | Unknown | Unknown | Call for Quote | Call for Quote
TUAV1422D REFRIGERANT (3) | TUAV1422D REFRIGERANT (3) |  |  | Unknown | Unknown | Unknown | Call for Quote | Call for Quote
TUAV1422D VERSION (4) | TUAV1422D VERSION (4) |  |  | Unknown | Unknown | Unknown | Call for Quote | Call for Quote
TUAV1422G ACCESSORIES (7) | TUAV1422G ACCESSORIES (7) |  |  | Unknown | Unknown | Unknown | Call for Quote | Call for Quote
TUAV1422G AIR FILTER (5) | TUAV1422G AIR FILTER (5) |  |  | Unknown | Unknown | Unknown | Call for Quote | Call for Quote
TUAV1422G AIR FLOW CONFIG (1) | TUAV1422G AIR FLOW CONFIG (1) |  |  | Unknown | Unknown | Unknown | Call for Quote | Call for Quote
TUAV1422G COMMON ASSY (0) | TUAV1422G COMMON ASSY (0) |  |  | Unknown | Unknown | Unknown | Call for Quote | Call for Quote
TUAV1422G DAMPER (10) | TUAV1422G DAMPER (10) |  |  | Unknown | Unknown | Unknown | Call for Quote | Call for Quote
TUAV1422G ELEC ACCY (12) | TUAV1422G ELEC ACCY (12) |  |  | Unknown | Unknown | Unknown | Call for Quote | Call for Quote
TUAV1422G ELEC HEAT (8) | TUAV1422G ELEC HEAT (8) |  |  | Unknown | Unknown | Unknown | Call for Quote | Call for Quote
TUAV1422G HEATING (9) | TUAV1422G HEATING (9) |  |  | Unknown | Unknown | Unknown | Call for Quote | Call for Quote
TUAV1422G MICROPROCESSER (2) | TUAV1422G MICROPROCESSER (2) |  |  | Unknown | Unknown | Unknown | Call for Quote | Call for Quote
TUAV1422G PACKING (14) | TUAV1422G PACKING (14) |  |  | Unknown | Unknown | Unknown | Call for Quote | Call for Quote
TUAV1422G REFRIGERANT (3) | TUAV1422G REFRIGERANT (3) |  |  | Unknown | Unknown | Unknown | Call for Quote | Call for Quote
TUAV1422G VERSION (4) | TUAV1422G VERSION (4) |  |  | Unknown | Unknown | Unknown | Call for Quote | Call for Quote
TUAV1422L ACCESSORIES (7) | TUAV1422L ACCESSORIES (7) |  |  | Unknown | Unknown | Unknown | Call for Quote | Call for Quote
TUAV1422L AIR FILTER (5) | TUAV1422L AIR FILTER (5) |  |  | Unknown | Unknown | Unknown | Call for Quote | Call for Quote
TUAV1422L AIR FLOW CONFIG (1) | TUAV1422L AIR FLOW CONFIG (1) |  |  | Unknown | Unknown | Unknown | Call for Quote | Call for Quote
TUAV1422L COMMON ASSY (0) | TUAV1422L COMMON ASSY (0) |  |  | Unknown | Unknown | Unknown | Call for Quote | Call for Quote
TUAV1422L DAMPER (10) | TUAV1422L DAMPER (10) |  |  | Unknown | Unknown | Unknown | Call for Quote | Call for Quote
TUAV1422L ELEC ACCY (12) | TUAV1422L ELEC ACCY (12) |  |  | Unknown | Unknown | Unknown | Call for Quote | Call for Quote
TUAV1422L ELEC HEAT (8) | TUAV1422L ELEC HEAT (8) |  |  | Unknown | Unknown | Unknown | Call for Quote | Call for Quote
TUAV1422L HEATING (9) | TUAV1422L HEATING (9) |  |  | Unknown | Unknown | Unknown | Call for Quote | Call for Quote
TUAV1422L MICROPROCESSER (2) | TUAV1422L MICROPROCESSER (2) |  |  | Unknown | Unknown | Unknown | Call for Quote | Call for Quote
TUAV1422L PACKING (14) | TUAV1422L PACKING (14) |  |  | Unknown | Unknown | Unknown | Call for Quote | Call for Quote
TUAV1422L REFRIGERANT (3) | TUAV1422L REFRIGERANT (3) |  |  | Unknown | Unknown | Unknown | Call for Quote | Call for Quote
TUAV1422L VERSION (4) | TUAV1422L VERSION (4) |  |  | Unknown | Unknown | Unknown | Call for Quote | Call for Quote
TUAV1622D ACCESSORIES (7) | TUAV1622D ACCESSORIES (7) |  |  | Unknown | Unknown | Unknown | Call for Quote | Call for Quote
TUAV1622D AIR FILTER (5) | TUAV1622D AIR FILTER (5) |  |  | Unknown | Unknown | Unknown | Call for Quote | Call for Quote
TUAV1622D AIR FLOW CONFIG (1) | TUAV1622D AIR FLOW CONFIG (1) |  |  | Unknown | Unknown | Unknown | Call for Quote | Call for Quote
TUAV1622D COMMON ASSY (0) | TUAV1622D COMMON ASSY (0) |  |  | Unknown | Unknown | Unknown | Call for Quote | Call for Quote
TUAV1622D DAMPER (10) | TUAV1622D DAMPER (10) |  |  | Unknown | Unknown | Unknown | Call for Quote | Call for Quote
TUAV1622D ELEC ACCY (12) | TUAV1622D ELEC ACCY (12) |  |  | Unknown | Unknown | Unknown | Call for Quote | Call for Quote
TUAV1622D ELEC HEAT (8) | TUAV1622D ELEC HEAT (8) |  |  | Unknown | Unknown | Unknown | Call for Quote | Call for Quote
TUAV1622D HEATING (9) | TUAV1622D HEATING (9) |  |  | Unknown | Unknown | Unknown | Call for Quote | Call for Quote
TUAV1622D MICROPROCESSER (2) | TUAV1622D MICROPROCESSER (2) |  |  | Unknown | Unknown | Unknown | Call for Quote | Call for Quote
TUAV1622D PACKING (14) | TUAV1622D PACKING (14) |  |  | Unknown | Unknown | Unknown | Call for Quote | Call for Quote
TUAV1622D REFRIGERANT (3) | TUAV1622D REFRIGERANT (3) |  |  | Unknown | Unknown | Unknown | Call for Quote | Call for Quote
TUAV1622D VERSION (4) | TUAV1622D VERSION (4) |  |  | Unknown | Unknown | Unknown | Call for Quote | Call for Quote
TUAV1622G ACCESSORIES (7) | TUAV1622G ACCESSORIES (7) |  |  | Unknown | Unknown | Unknown | Call for Quote | Call for Quote
TUAV1622G AIR FILTER (5) | TUAV1622G AIR FILTER (5) |  |  | Unknown | Unknown | Unknown | Call for Quote | Call for Quote
TUAV1622G AIR FLOW CONFIG (1) | TUAV1622G AIR FLOW CONFIG (1) |  |  | Unknown | Unknown | Unknown | Call for Quote | Call for Quote
TUAV1622G COMMON ASSY (0) | TUAV1622G COMMON ASSY (0) |  |  | Unknown | Unknown | Unknown | Call for Quote | Call for Quote
TUAV1622G DAMPER (10) | TUAV1622G DAMPER (10) |  |  | Unknown | Unknown | Unknown | Call for Quote | Call for Quote
TUAV1622G ELEC ACCY (12) | TUAV1622G ELEC ACCY (12) |  |  | Unknown | Unknown | Unknown | Call for Quote | Call for Quote
TUAV1622G ELEC HEAT (8) | TUAV1622G ELEC HEAT (8) |  |  | Unknown | Unknown | Unknown | Call for Quote | Call for Quote
TUAV1622G HEATING (9) | TUAV1622G HEATING (9) |  |  | Unknown | Unknown | Unknown | Call for Quote | Call for Quote
TUAV1622G MICROPROCESSER (2) | TUAV1622G MICROPROCESSER (2) |  |  | Unknown | Unknown | Unknown | Call for Quote | Call for Quote
TUAV1622G PACKING (14) | TUAV1622G PACKING (14) |  |  | Unknown | Unknown | Unknown | Call for Quote | Call for Quote
TUAV1622G REFRIGERANT (3) | TUAV1622G REFRIGERANT (3) |  |  | Unknown | Unknown | Unknown | Call for Quote | Call for Quote
TUAV1622G VERSION (4) | TUAV1622G VERSION (4) |  |  | Unknown | Unknown | Unknown | Call for Quote | Call for Quote
TUAV1622L ACCESSORIES (7) | TUAV1622L ACCESSORIES (7) |  |  | Unknown | Unknown | Unknown | Call for Quote | Call for Quote
TUAV1622L AIR FILTER (5) | TUAV1622L AIR FILTER (5) |  |  | Unknown | Unknown | Unknown | Call for Quote | Call for Quote
TUAV1622L AIR FLOW CONFIG (1) | TUAV1622L AIR FLOW CONFIG (1) |  |  | Unknown | Unknown | Unknown | Call for Quote | Call for Quote
TUAV1622L COMMON ASSY (0) | TUAV1622L COMMON ASSY (0) |  |  | Unknown | Unknown | Unknown | Call for Quote | Call for Quote
TUAV1622L DAMPER (10) | TUAV1622L DAMPER (10) |  |  | Unknown | Unknown | Unknown | Call for Quote | Call for Quote
TUAV1622L ELEC ACCY (12) | TUAV1622L ELEC ACCY (12) |  |  | Unknown | Unknown | Unknown | Call for Quote | Call for Quote
TUAV1622L ELEC HEAT (8) | TUAV1622L ELEC HEAT (8) |  |  | Unknown | Unknown | Unknown | Call for Quote | Call for Quote
TUAV1622L HEATING (9) | TUAV1622L HEATING (9) |  |  | Unknown | Unknown | Unknown | Call for Quote | Call for Quote
TUAV1622L MICROPROCESSER (2) | TUAV1622L MICROPROCESSER (2) |  |  | Unknown | Unknown | Unknown | Call for Quote | Call for Quote
TUAV1622L PACKING (14) | TUAV1622L PACKING (14) |  |  | Unknown | Unknown | Unknown | Call for Quote | Call for Quote
TUAV1622L REFRIGERANT (3) | TUAV1622L REFRIGERANT (3) |  |  | Unknown | Unknown | Unknown | Call for Quote | Call for Quote
TUAV1622L VERSION (4) | TUAV1622L VERSION (4) |  |  | Unknown | Unknown | Unknown | Call for Quote | Call for Quote
TUAV1822D ACCESSORIES (7) | TUAV1822D ACCESSORIES (7) |  |  | Unknown | Unknown | Unknown | Call for Quote | Call for Quote
TUAV1822D AIR FILTER (5) | TUAV1822D AIR FILTER (5) |  |  | Unknown | Unknown | Unknown | Call for Quote | Call for Quote
TUAV1822D AIR FLOW CONFIG (1) | TUAV1822D AIR FLOW CONFIG (1) |  |  | Unknown | Unknown | Unknown | Call for Quote | Call for Quote
TUAV1822D COMMON ASSY (0) | TUAV1822D COMMON ASSY (0) |  |  | Unknown | Unknown | Unknown | Call for Quote | Call for Quote
TUAV1822D DAMPER (10) | TUAV1822D DAMPER (10) |  |  | Unknown | Unknown | Unknown | Call for Quote | Call for Quote
TUAV1822D ELEC ACCY (12) | TUAV1822D ELEC ACCY (12) |  |  | Unknown | Unknown | Unknown | Call for Quote | Call for Quote
TUAV1822D ELEC HEAT (8) | TUAV1822D ELEC HEAT (8) |  |  | Unknown | Unknown | Unknown | Call for Quote | Call for Quote
TUAV1822D HEATING (9) | TUAV1822D HEATING (9) |  |  | Unknown | Unknown | Unknown | Call for Quote | Call for Quote
TUAV1822D MICROPROCESSER (2) | TUAV1822D MICROPROCESSER (2) |  |  | Unknown | Unknown | Unknown | Call for Quote | Call for Quote
TUAV1822D PACKING (14) | TUAV1822D PACKING (14) |  |  | Unknown | Unknown | Unknown | Call for Quote | Call for Quote
TUAV1822D REFRIGERANT (3) | TUAV1822D REFRIGERANT (3) |  |  | Unknown | Unknown | Unknown | Call for Quote | Call for Quote
TUAV1822D VERSION (4) | TUAV1822D VERSION (4) |  |  | Unknown | Unknown | Unknown | Call for Quote | Call for Quote
TUAV1822G ACCESSORIES (7) | TUAV1822G ACCESSORIES (7) |  |  | Unknown | Unknown | Unknown | Call for Quote | Call for Quote
TUAV1822G AIR FILTER (5) | TUAV1822G AIR FILTER (5) |  |  | Unknown | Unknown | Unknown | Call for Quote | Call for Quote
TUAV1822G AIR FLOW CONFIG (1) | TUAV1822G AIR FLOW CONFIG (1) |  |  | Unknown | Unknown | Unknown | Call for Quote | Call for Quote
TUAV1822G COMMON ASSY (0) | TUAV1822G COMMON ASSY (0) |  |  | Unknown | Unknown | Unknown | Call for Quote | Call for Quote
TUAV1822G DAMPER (10) | TUAV1822G DAMPER (10) |  |  | Unknown | Unknown | Unknown | Call for Quote | Call for Quote
TUAV1822G ELEC ACCY (12) | TUAV1822G ELEC ACCY (12) |  |  | Unknown | Unknown | Unknown | Call for Quote | Call for Quote
TUAV1822G ELEC HEAT (8) | TUAV1822G ELEC HEAT (8) |  |  | Unknown | Unknown | Unknown | Call for Quote | Call for Quote
TUAV1822G HEATING (9) | TUAV1822G HEATING (9) |  |  | Unknown | Unknown | Unknown | Call for Quote | Call for Quote
TUAV1822G MICROPROCESSER (2) | TUAV1822G MICROPROCESSER (2) |  |  | Unknown | Unknown | Unknown | Call for Quote | Call for Quote
TUAV1822G PACKING (14) | TUAV1822G PACKING (14) |  |  | Unknown | Unknown | Unknown | Call for Quote | Call for Quote
TUAV1822G REFRIGERANT (3) | TUAV1822G REFRIGERANT (3) |  |  | Unknown | Unknown | Unknown | Call for Quote | Call for Quote
TUAV1822G VERSION (4) | TUAV1822G VERSION (4) |  |  | Unknown | Unknown | Unknown | Call for Quote | Call for Quote
TUAV1822L ACCESSORIES (7) | TUAV1822L ACCESSORIES (7) |  |  | Unknown | Unknown | Unknown | Call for Quote | Call for Quote
TUAV1822L AIR FILTER (5) | TUAV1822L AIR FILTER (5) |  |  | Unknown | Unknown | Unknown | Call for Quote | Call for Quote
TUAV1822L AIR FLOW CONFIG (1) | TUAV1822L AIR FLOW CONFIG (1) |  |  | Unknown | Unknown | Unknown | Call for Quote | Call for Quote
TUAV1822L COMMON ASSY (0) | TUAV1822L COMMON ASSY (0) |  |  | Unknown | Unknown | Unknown | Call for Quote | Call for Quote
TUAV1822L DAMPER (10) | TUAV1822L DAMPER (10) |  |  | Unknown | Unknown | Unknown | Call for Quote | Call for Quote
TUAV1822L ELEC ACCY (12) | TUAV1822L ELEC ACCY (12) |  |  | Unknown | Unknown | Unknown | Call for Quote | Call for Quote
TUAV1822L ELEC HEAT (8) | TUAV1822L ELEC HEAT (8) |  |  | Unknown | Unknown | Unknown | Call for Quote | Call for Quote
TUAV1822L HEATING (9) | TUAV1822L HEATING (9) |  |  | Unknown | Unknown | Unknown | Call for Quote | Call for Quote
TUAV1822L MICROPROCESSER (2) | TUAV1822L MICROPROCESSER (2) |  |  | Unknown | Unknown | Unknown | Call for Quote | Call for Quote
TUAV1822L PACKING (14) | TUAV1822L PACKING (14) |  |  | Unknown | Unknown | Unknown | Call for Quote | Call for Quote
TUAV1822L REFRIGERANT (3) | TUAV1822L REFRIGERANT (3) |  |  | Unknown | Unknown | Unknown | Call for Quote | Call for Quote
TUAV1822L VERSION (4) | TUAV1822L VERSION (4) |  |  | Unknown | Unknown | Unknown | Call for Quote | Call for Quote
TUAV2242D ACCESSORIES (7) | TUAV2242D ACCESSORIES (7) |  |  | Unknown | Unknown | Unknown | Call for Quote | Call for Quote
TUAV2242D AIR FILTER (5) | TUAV2242D AIR FILTER (5) |  |  | Unknown | Unknown | Unknown | Call for Quote | Call for Quote
TUAV2242D AIR FLOW CONFIG (1) | TUAV2242D AIR FLOW CONFIG (1) |  |  | Unknown | Unknown | Unknown | Call for Quote | Call for Quote
TUAV2242D COMMON ASSY (0) | TUAV2242D COMMON ASSY (0) |  |  | Unknown | Unknown | Unknown | Call for Quote | Call for Quote
TUAV2242D DAMPER (10) | TUAV2242D DAMPER (10) |  |  | Unknown | Unknown | Unknown | Call for Quote | Call for Quote
TUAV2242D ELEC ACCY (12) | TUAV2242D ELEC ACCY (12) |  |  | Unknown | Unknown | Unknown | Call for Quote | Call for Quote
TUAV2242D ELEC HEAT (8) | TUAV2242D ELEC HEAT (8) |  |  | Unknown | Unknown | Unknown | Call for Quote | Call for Quote
TUAV2242D HEATING (9) | TUAV2242D HEATING (9) |  |  | Unknown | Unknown | Unknown | Call for Quote | Call for Quote
TUAV2242D MICROPROCESSER (2) | TUAV2242D MICROPROCESSER (2) |  |  | Unknown | Unknown | Unknown | Call for Quote | Call for Quote
TUAV2242D PACKING (14) | TUAV2242D PACKING (14) |  |  | Unknown | Unknown | Unknown | Call for Quote | Call for Quote
TUAV2242D REFRIGERANT (3) | TUAV2242D REFRIGERANT (3) |  |  | Unknown | Unknown | Unknown | Call for Quote | Call for Quote
TUAV2242D VERSION (4) | TUAV2242D VERSION (4) |  |  | Unknown | Unknown | Unknown | Call for Quote | Call for Quote
TUAV2242G ACCESSORIES (7) | TUAV2242G ACCESSORIES (7) |  |  | Unknown | Unknown | Unknown | Call for Quote | Call for Quote
TUAV2242G AIR FILTER (5) | TUAV2242G AIR FILTER (5) |  |  | Unknown | Unknown | Unknown | Call for Quote | Call for Quote
TUAV2242G AIR FLOW CONFIG (1) | TUAV2242G AIR FLOW CONFIG (1) |  |  | Unknown | Unknown | Unknown | Call for Quote | Call for Quote
TUAV2242G COMMON ASSY (0) | TUAV2242G COMMON ASSY (0) |  |  | Unknown | Unknown | Unknown | Call for Quote | Call for Quote
TUAV2242G DAMPER (10) | TUAV2242G DAMPER (10) |  |  | Unknown | Unknown | Unknown | Call for Quote | Call for Quote
TUAV2242G ELEC ACCY (12) | TUAV2242G ELEC ACCY (12) |  |  | Unknown | Unknown | Unknown | Call for Quote | Call for Quote
TUAV2242G ELEC HEAT (8) | TUAV2242G ELEC HEAT (8) |  |  | Unknown | Unknown | Unknown | Call for Quote | Call for Quote
TUAV2242G HEATING (9) | TUAV2242G HEATING (9) |  |  | Unknown | Unknown | Unknown | Call for Quote | Call for Quote
TUAV2242G MICROPROCESSER (2) | TUAV2242G MICROPROCESSER (2) |  |  | Unknown | Unknown | Unknown | Call for Quote | Call for Quote
TUAV2242G PACKING (14) | TUAV2242G PACKING (14) |  |  | Unknown | Unknown | Unknown | Call for Quote | Call for Quote
TUAV2242G REFRIGERANT (3) | TUAV2242G REFRIGERANT (3) |  |  | Unknown | Unknown | Unknown | Call for Quote | Call for Quote
TUAV2242G VERSION (4) | TUAV2242G VERSION (4) |  |  | Unknown | Unknown | Unknown | Call for Quote | Call for Quote
TUAV2242L ACCESSORIES (7) | TUAV2242L ACCESSORIES (7) |  |  | Unknown | Unknown | Unknown | Call for Quote | Call for Quote
TUAV2242L AIR FILTER (5) | TUAV2242L AIR FILTER (5) |  |  | Unknown | Unknown | Unknown | Call for Quote | Call for Quote
TUAV2242L AIR FLOW CONFIG (1) | TUAV2242L AIR FLOW CONFIG (1) |  |  | Unknown | Unknown | Unknown | Call for Quote | Call for Quote
TUAV2242L COMMON ASSY (0) | TUAV2242L COMMON ASSY (0) |  |  | Unknown | Unknown | Unknown | Call for Quote | Call for Quote
TUAV2242L DAMPER (10) | TUAV2242L DAMPER (10) |  |  | Unknown | Unknown | Unknown | Call for Quote | Call for Quote
TUAV2242L ELEC ACCY (12) | TUAV2242L ELEC ACCY (12) |  |  | Unknown | Unknown | Unknown | Call for Quote | Call for Quote
TUAV2242L ELEC HEAT (8) | TUAV2242L ELEC HEAT (8) |  |  | Unknown | Unknown | Unknown | Call for Quote | Call for Quote
TUAV2242L HEATING (9) | TUAV2242L HEATING (9) |  |  | Unknown | Unknown | Unknown | Call for Quote | Call for Quote
TUAV2242L MICROPROCESSER (2) | TUAV2242L MICROPROCESSER (2) |  |  | Unknown | Unknown | Unknown | Call for Quote | Call for Quote
TUAV2242L PACKING (14) | TUAV2242L PACKING (14) |  |  | Unknown | Unknown | Unknown | Call for Quote | Call for Quote
TUAV2242L REFRIGERANT (3) | TUAV2242L REFRIGERANT (3) |  |  | Unknown | Unknown | Unknown | Call for Quote | Call for Quote
TUAV2242L VERSION (4) | TUAV2242L VERSION (4) |  |  | Unknown | Unknown | Unknown | Call for Quote | Call for Quote
TUAV2542D ACCESSORIES (7) | TUAV2542D ACCESSORIES (7) |  |  | Unknown | Unknown | Unknown | Call for Quote | Call for Quote
TUAV2542D AIR FILTER (5) | TUAV2542D AIR FILTER (5) |  |  | Unknown | Unknown | Unknown | Call for Quote | Call for Quote
TUAV2542D AIR FLOW CONFIG (1) | TUAV2542D AIR FLOW CONFIG (1) |  |  | Unknown | Unknown | Unknown | Call for Quote | Call for Quote
TUAV2542D COMMON ASSY (0) | TUAV2542D COMMON ASSY (0) |  |  | Unknown | Unknown | Unknown | Call for Quote | Call for Quote
TUAV2542D DAMPER (10) | TUAV2542D DAMPER (10) |  |  | Unknown | Unknown | Unknown | Call for Quote | Call for Quote
TUAV2542D ELEC ACCY (12) | TUAV2542D ELEC ACCY (12) |  |  | Unknown | Unknown | Unknown | Call for Quote | Call for Quote
TUAV2542D ELEC HEAT (8) | TUAV2542D ELEC HEAT (8) |  |  | Unknown | Unknown | Unknown | Call for Quote | Call for Quote
TUAV2542D HEATING (9) | TUAV2542D HEATING (9) |  |  | Unknown | Unknown | Unknown | Call for Quote | Call for Quote
TUAV2542D MICROPROCESSER (2) | TUAV2542D MICROPROCESSER (2) |  |  | Unknown | Unknown | Unknown | Call for Quote | Call for Quote
TUAV2542D PACKING (14) | TUAV2542D PACKING (14) |  |  | Unknown | Unknown | Unknown | Call for Quote | Call for Quote
TUAV2542D REFRIGERANT (3) | TUAV2542D REFRIGERANT (3) |  |  | Unknown | Unknown | Unknown | Call for Quote | Call for Quote
TUAV2542D VERSION (4) | TUAV2542D VERSION (4) |  |  | Unknown | Unknown | Unknown | Call for Quote | Call for Quote
TUAV2542G ACCESSORIES (7) | TUAV2542G ACCESSORIES (7) |  |  | Unknown | Unknown | Unknown | Call for Quote | Call for Quote
TUAV2542G AIR FILTER (5) | TUAV2542G AIR FILTER (5) |  |  | Unknown | Unknown | Unknown | Call for Quote | Call for Quote
TUAV2542G AIR FLOW CONFIG (1) | TUAV2542G AIR FLOW CONFIG (1) |  |  | Unknown | Unknown | Unknown | Call for Quote | Call for Quote
TUAV2542G COMMON ASSY (0) | TUAV2542G COMMON ASSY (0) |  |  | Unknown | Unknown | Unknown | Call for Quote | Call for Quote
TUAV2542G DAMPER (10) | TUAV2542G DAMPER (10) |  |  | Unknown | Unknown | Unknown | Call for Quote | Call for Quote
TUAV2542G ELEC ACCY (12) | TUAV2542G ELEC ACCY (12) |  |  | Unknown | Unknown | Unknown | Call for Quote | Call for Quote
TUAV2542G ELEC HEAT (8) | TUAV2542G ELEC HEAT (8) |  |  | Unknown | Unknown | Unknown | Call for Quote | Call for Quote
TUAV2542G HEATING (9) | TUAV2542G HEATING (9) |  |  | Unknown | Unknown | Unknown | Call for Quote | Call for Quote
TUAV2542G MICROPROCESSER (2) | TUAV2542G MICROPROCESSER (2) |  |  | Unknown | Unknown | Unknown | Call for Quote | Call for Quote
TUAV2542G PACKING (14) | TUAV2542G PACKING (14) |  |  | Unknown | Unknown | Unknown | Call for Quote | Call for Quote
TUAV2542G REFRIGERANT (3) | TUAV2542G REFRIGERANT (3) |  |  | Unknown | Unknown | Unknown | Call for Quote | Call for Quote
TUAV2542G VERSION (4) | TUAV2542G VERSION (4) |  |  | Unknown | Unknown | Unknown | Call for Quote | Call for Quote
TUAV2542L ACCESSORIES (7) | TUAV2542L ACCESSORIES (7) |  |  | Unknown | Unknown | Unknown | Call for Quote | Call for Quote
TUAV2542L AIR FILTER (5) | TUAV2542L AIR FILTER (5) |  |  | Unknown | Unknown | Unknown | Call for Quote | Call for Quote
TUAV2542L AIR FLOW CONFIG (1) | TUAV2542L AIR FLOW CONFIG (1) |  |  | Unknown | Unknown | Unknown | Call for Quote | Call for Quote
TUAV2542L COMMON ASSY (0) | TUAV2542L COMMON ASSY (0) |  |  | Unknown | Unknown | Unknown | Call for Quote | Call for Quote
TUAV2542L DAMPER (10) | TUAV2542L DAMPER (10) |  |  | Unknown | Unknown | Unknown | Call for Quote | Call for Quote
TUAV2542L ELEC ACCY (12) | TUAV2542L ELEC ACCY (12) |  |  | Unknown | Unknown | Unknown | Call for Quote | Call for Quote
TUAV2542L ELEC HEAT (8) | TUAV2542L ELEC HEAT (8) |  |  | Unknown | Unknown | Unknown | Call for Quote | Call for Quote
TUAV2542L HEATING (9) | TUAV2542L HEATING (9) |  |  | Unknown | Unknown | Unknown | Call for Quote | Call for Quote
TUAV2542L MICROPROCESSER (2) | TUAV2542L MICROPROCESSER (2) |  |  | Unknown | Unknown | Unknown | Call for Quote | Call for Quote
TUAV2542L PACKING (14) | TUAV2542L PACKING (14) |  |  | Unknown | Unknown | Unknown | Call for Quote | Call for Quote
TUAV2542L REFRIGERANT (3) | TUAV2542L REFRIGERANT (3) |  |  | Unknown | Unknown | Unknown | Call for Quote | Call for Quote
TUAV2542L VERSION (4) | TUAV2542L VERSION (4) |  |  | Unknown | Unknown | Unknown | Call for Quote | Call for Quote
TUAV3342D ACCESSORIES (7) | TUAV3342D ACCESSORIES (7) |  |  | Unknown | Unknown | Unknown | Call for Quote | Call for Quote
TUAV3342D AIR FILTER (5) | TUAV3342D AIR FILTER (5) |  |  | Unknown | Unknown | Unknown | Call for Quote | Call for Quote
TUAV3342D AIR FLOW CONFIG (1) | TUAV3342D AIR FLOW CONFIG (1) |  |  | Unknown | Unknown | Unknown | Call for Quote | Call for Quote
TUAV3342D COMMON ASSY (0) | TUAV3342D COMMON ASSY (0) |  |  | Unknown | Unknown | Unknown | Call for Quote | Call for Quote
TUAV3342D DAMPER (10) | TUAV3342D DAMPER (10) |  |  | Unknown | Unknown | Unknown | Call for Quote | Call for Quote
TUAV3342D ELEC ACCY (12) | TUAV3342D ELEC ACCY (12) |  |  | Unknown | Unknown | Unknown | Call for Quote | Call for Quote
TUAV3342D ELEC HEAT (8) | TUAV3342D ELEC HEAT (8) |  |  | Unknown | Unknown | Unknown | Call for Quote | Call for Quote
TUAV3342D HEATING (9) | TUAV3342D HEATING (9) |  |  | Unknown | Unknown | Unknown | Call for Quote | Call for Quote
TUAV3342D MICROPROCESSER (2) | TUAV3342D MICROPROCESSER (2) |  |  | Unknown | Unknown | Unknown | Call for Quote | Call for Quote
TUAV3342D PACKING (14) | TUAV3342D PACKING (14) |  |  | Unknown | Unknown | Unknown | Call for Quote | Call for Quote
TUAV3342D REFRIGERANT (3) | TUAV3342D REFRIGERANT (3) |  |  | Unknown | Unknown | Unknown | Call for Quote | Call for Quote
TUAV3342D VERSION (4) | TUAV3342D VERSION (4) |  |  | Unknown | Unknown | Unknown | Call for Quote | Call for Quote
TUAV3342G ACCESSORIES (7) | TUAV3342G ACCESSORIES (7) |  |  | Unknown | Unknown | Unknown | Call for Quote | Call for Quote
TUAV3342G AIR FILTER (5) | TUAV3342G AIR FILTER (5) |  |  | Unknown | Unknown | Unknown | Call for Quote | Call for Quote
TUAV3342G AIR FLOW CONFIG (1) | TUAV3342G AIR FLOW CONFIG (1) |  |  | Unknown | Unknown | Unknown | Call for Quote | Call for Quote
TUAV3342G COMMON ASSY (0) | TUAV3342G COMMON ASSY (0) |  |  | Unknown | Unknown | Unknown | Call for Quote | Call for Quote
TUAV3342G DAMPER (10) | TUAV3342G DAMPER (10) |  |  | Unknown | Unknown | Unknown | Call for Quote | Call for Quote
TUAV3342G ELEC ACCY (12) | TUAV3342G ELEC ACCY (12) |  |  | Unknown | Unknown | Unknown | Call for Quote | Call for Quote
TUAV3342G ELEC HEAT (8) | TUAV3342G ELEC HEAT (8) |  |  | Unknown | Unknown | Unknown | Call for Quote | Call for Quote
TUAV3342G HEATING (9) | TUAV3342G HEATING (9) |  |  | Unknown | Unknown | Unknown | Call for Quote | Call for Quote
TUAV3342G MICROPROCESSER (2) | TUAV3342G MICROPROCESSER (2) |  |  | Unknown | Unknown | Unknown | Call for Quote | Call for Quote
TUAV3342G PACKING (14) | TUAV3342G PACKING (14) |  |  | Unknown | Unknown | Unknown | Call for Quote | Call for Quote
TUAV3342G REFRIGERANT (3) | TUAV3342G REFRIGERANT (3) |  |  | Unknown | Unknown | Unknown | Call for Quote | Call for Quote
TUAV3342G VERSION (4) | TUAV3342G VERSION (4) |  |  | Unknown | Unknown | Unknown | Call for Quote | Call for Quote
TUAV3342L ACCESSORIES (7) | TUAV3342L ACCESSORIES (7) |  |  | Unknown | Unknown | Unknown | Call for Quote | Call for Quote
TUAV3342L AIR FILTER (5) | TUAV3342L AIR FILTER (5) |  |  | Unknown | Unknown | Unknown | Call for Quote | Call for Quote
TUAV3342L AIR FLOW CONFIG (1) | TUAV3342L AIR FLOW CONFIG (1) |  |  | Unknown | Unknown | Unknown | Call for Quote | Call for Quote
TUAV3342L COMMON ASSY (0) | TUAV3342L COMMON ASSY (0) |  |  | Unknown | Unknown | Unknown | Call for Quote | Call for Quote
TUAV3342L DAMPER (10) | TUAV3342L DAMPER (10) |  |  | Unknown | Unknown | Unknown | Call for Quote | Call for Quote
TUAV3342L ELEC ACCY (12) | TUAV3342L ELEC ACCY (12) |  |  | Unknown | Unknown | Unknown | Call for Quote | Call for Quote
TUAV3342L ELEC HEAT (8) | TUAV3342L ELEC HEAT (8) |  |  | Unknown | Unknown | Unknown | Call for Quote | Call for Quote
TUAV3342L HEATING (9) | TUAV3342L HEATING (9) |  |  | Unknown | Unknown | Unknown | Call for Quote | Call for Quote
TUAV3342L MICROPROCESSER (2) | TUAV3342L MICROPROCESSER (2) |  |  | Unknown | Unknown | Unknown | Call for Quote | Call for Quote
TUAV3342L PACKING (14) | TUAV3342L PACKING (14) |  |  | Unknown | Unknown | Unknown | Call for Quote | Call for Quote
TUAV3342L REFRIGERANT (3) | TUAV3342L REFRIGERANT (3) |  |  | Unknown | Unknown | Unknown | Call for Quote | Call for Quote
TUAV3342L VERSION (4) | TUAV3342L VERSION (4) |  |  | Unknown | Unknown | Unknown | Call for Quote | Call for Quote
TUCV0700D ACCESSORIES (7) | TUCV0700D ACCESSORIES (7) |  |  | Unknown | Unknown | Unknown | Call for Quote | Call for Quote
TUCV0700D AIR FILTER (5) | TUCV0700D AIR FILTER (5) |  |  | Unknown | Unknown | Unknown | Call for Quote | Call for Quote
TUCV0700D AIR FLOW CONFIG. (1) | TUCV0700D AIR FLOW CONFIG. (1) |  |  | Unknown | Unknown | Unknown | Call for Quote | Call for Quote
TUCV0700D COMMON ASSY (0) | TUCV0700D COMMON ASSY (0) |  |  | Unknown | Unknown | Unknown | Call for Quote | Call for Quote
TUCV0700D DAMPER (10) | TUCV0700D DAMPER (10) |  |  | Unknown | Unknown | Unknown | Call for Quote | Call for Quote
TUCV0700D ELEC ACCY (11) | TUCV0700D ELEC ACCY (11) |  |  | Unknown | Unknown | Unknown | Call for Quote | Call for Quote
TUCV0700D ELEC HEAT (8) | TUCV0700D ELEC HEAT (8) |  |  | Unknown | Unknown | Unknown | Call for Quote | Call for Quote
TUCV0700D HEATING (9) | TUCV0700D HEATING (9) |  |  | Unknown | Unknown | Unknown | Call for Quote | Call for Quote
TUCV0700D MICROPROSSER (2) | TUCV0700D MICROPROSSER (2) |  |  | Unknown | Unknown | Unknown | Call for Quote | Call for Quote
TUCV0700D PACKING (14) | TUCV0700D PACKING (14) |  |  | Unknown | Unknown | Unknown | Call for Quote | Call for Quote
TUCV0700D VALVE (3) | TUCV0700D VALVE (3) |  |  | Unknown | Unknown | Unknown | Call for Quote | Call for Quote
TUCV0700D VERSION (4) | TUCV0700D VERSION (4) |  |  | Unknown | Unknown | Unknown | Call for Quote | Call for Quote
TUCV0700G ACCESSORIES (7) | TUCV0700G ACCESSORIES (7) |  |  | Unknown | Unknown | Unknown | Call for Quote | Call for Quote
TUCV0700G AIR FILTER (5) | TUCV0700G AIR FILTER (5) |  |  | Unknown | Unknown | Unknown | Call for Quote | Call for Quote
TUCV0700G AIR FLOW CONFIG. (1) | TUCV0700G AIR FLOW CONFIG. (1) |  |  | Unknown | Unknown | Unknown | Call for Quote | Call for Quote
TUCV0700G COMMON ASSY (0) | TUCV0700G COMMON ASSY (0) |  |  | Unknown | Unknown | Unknown | Call for Quote | Call for Quote
TUCV0700G DAMPER (10) | TUCV0700G DAMPER (10) |  |  | Unknown | Unknown | Unknown | Call for Quote | Call for Quote
TUCV0700G ELEC ACCY (11) | TUCV0700G ELEC ACCY (11) |  |  | Unknown | Unknown | Unknown | Call for Quote | Call for Quote
TUCV0700G ELEC HEAT (8) | TUCV0700D ELEC HEAT (8) |  |  | Unknown | Unknown | Unknown | Call for Quote | Call for Quote
TUCV0700G HEATING (9) | TUCV0700G HEATING (9) |  |  | Unknown | Unknown | Unknown | Call for Quote | Call for Quote
TUCV0700G MICROPROSSER (2) | TUCV0700G MICROPROSSER (2) |  |  | Unknown | Unknown | Unknown | Call for Quote | Call for Quote
TUCV0700G PACKING (14) | TUCV0700G PACKING (14) |  |  | Unknown | Unknown | Unknown | Call for Quote | Call for Quote
TUCV0700G VALVE (3) | TUCV0700G VALVE (3) |  |  | Unknown | Unknown | Unknown | Call for Quote | Call for Quote
TUCV0700G VERSION (4) | TUCV0700G VERSION (4) |  |  | Unknown | Unknown | Unknown | Call for Quote | Call for Quote
TUCV1000D ACCESSORIES (7) | TUCV1000D ACCESSORIES (7) |  |  | Unknown | Unknown | Unknown | Call for Quote | Call for Quote
TUCV1000D AIR FILTER (5) | TUCV1000D AIR FILTER (5) |  |  | Unknown | Unknown | Unknown | Call for Quote | Call for Quote
TUCV1000D AIR FLOW CONFIG. (1) | TUCV1000D AIR FLOW CONFIG. (1) |  |  | Unknown | Unknown | Unknown | Call for Quote | Call for Quote
TUCV1000D COMMON ASSY (0) | TUCV1000D COMMON ASSY (0) |  |  | Unknown | Unknown | Unknown | Call for Quote | Call for Quote
TUCV1000D DAMPER (10) | TUCV1000D DAMPER (10) |  |  | Unknown | Unknown | Unknown | Call for Quote | Call for Quote
TUCV1000D ELEC ACCY (11) | TUCV1000D ELEC ACCY (11) |  |  | Unknown | Unknown | Unknown | Call for Quote | Call for Quote
TUCV1000D ELEC HEAT (8) | TUCV1000D ELEC HEAT (8) |  |  | Unknown | Unknown | Unknown | Call for Quote | Call for Quote
TUCV1000D HEATING (9) | TUCV1000D HEATING (9) |  |  | Unknown | Unknown | Unknown | Call for Quote | Call for Quote
TUCV1000D MICROPROSSER (2) | TUCV1000D MICROPROSSER (2) |  |  | Unknown | Unknown | Unknown | Call for Quote | Call for Quote
TUCV1000D PACKING (14) | TUCV1000D PACKING (14) |  |  | Unknown | Unknown | Unknown | Call for Quote | Call for Quote
TUCV1000D VALVE (3) | TUCV1000D VALVE (3) |  |  | Unknown | Unknown | Unknown | Call for Quote | Call for Quote
TUCV1000D VERSION (4) | TUCV1000D VERSION (4) |  |  | Unknown | Unknown | Unknown | Call for Quote | Call for Quote
TUCV1000G ACCESSORIES (7) | TUCV1000G ACCESSORIES (7) |  |  | Unknown | Unknown | Unknown | Call for Quote | Call for Quote
TUCV1000G AIR FILTER (5) | TUCV1000G AIR FILTER (5) |  |  | Unknown | Unknown | Unknown | Call for Quote | Call for Quote
TUCV1000G AIR FLOW CONFIG. (1) | TUCV1000G AIR FLOW CONFIG. (1) |  |  | Unknown | Unknown | Unknown | Call for Quote | Call for Quote
TUCV1000G COMMON ASSY (0) | TUCV1000G COMMON ASSY (0) |  |  | Unknown | Unknown | Unknown | Call for Quote | Call for Quote
TUCV1000G DAMPER (10) | TUCV1000G DAMPER (10) |  |  | Unknown | Unknown | Unknown | Call for Quote | Call for Quote
TUCV1000G ELEC ACCY (11) | TUCV1000G ELEC ACCY (11) |  |  | Unknown | Unknown | Unknown | Call for Quote | Call for Quote
TUCV1000G ELEC HEAT (8) | TUCV1000G ELEC HEAT (8) |  |  | Unknown | Unknown | Unknown | Call for Quote | Call for Quote
TUCV1000G HEATING (9) | TUCV1000G HEATING (9) |  |  | Unknown | Unknown | Unknown | Call for Quote | Call for Quote
TUCV1000G MICROPROSSER (2) | TUCV1000G MICROPROSSER (2) |  |  | Unknown | Unknown | Unknown | Call for Quote | Call for Quote
TUCV1000G PACKING (14) | TUCV1000G PACKING (14) |  |  | Unknown | Unknown | Unknown | Call for Quote | Call for Quote
TUCV1000G VALVE (3) | TUCV1000G VALVE (3) |  |  | Unknown | Unknown | Unknown | Call for Quote | Call for Quote
TUCV1000G VERSION (4) | TUCV1000G VERSION (4) |  |  | Unknown | Unknown | Unknown | Call for Quote | Call for Quote
TUCV1200D ACCESSORIES (7) | TUCV1200D ACCESSORIES (7) |  |  | Unknown | Unknown | Unknown | Call for Quote | Call for Quote
TUCV1200D AIR FILTER (5) | TUCV1200D AIR FILTER (5) |  |  | Unknown | Unknown | Unknown | Call for Quote | Call for Quote
TUCV1200D AIR FLOW CONFIG. (1) | TUCV1200D AIR FLOW CONFIG. (1) |  |  | Unknown | Unknown | Unknown | Call for Quote | Call for Quote
TUCV1200D COMMON ASSY (0) | TUCV1200D COMMON ASSY (0) |  |  | Unknown | Unknown | Unknown | Call for Quote | Call for Quote
TUCV1200D DAMPER (10) | TUCV1200D DAMPER (10) |  |  | Unknown | Unknown | Unknown | Call for Quote | Call for Quote
TUCV1200D ELEC ACCY (11) | TUCV1200D ELEC ACCY (11) |  |  | Unknown | Unknown | Unknown | Call for Quote | Call for Quote
TUCV1200D ELEC HEAT (8) | TUCV1200D ELEC HEAT (8) |  |  | Unknown | Unknown | Unknown | Call for Quote | Call for Quote
TUCV1200D HEATING (9) | TUCV1200D HEATING (9) |  |  | Unknown | Unknown | Unknown | Call for Quote | Call for Quote
TUCV1200D MICROPROSSER (2) | TUCV1200D MICROPROSSER (2) |  |  | Unknown | Unknown | Unknown | Call for Quote | Call for Quote
TUCV1200D PACKING (14) | TUCV1200D PACKING (14) |  |  | Unknown | Unknown | Unknown | Call for Quote | Call for Quote
TUCV1200D VALVE (3) | TUCV1200D VALVE (3) |  |  | Unknown | Unknown | Unknown | Call for Quote | Call for Quote
TUCV1200D VERSION (4) | TUCV1200D VERSION (4) |  |  | Unknown | Unknown | Unknown | Call for Quote | Call for Quote
TUCV1200G ACCESSORIES (7) | TUCV1200G ACCESSORIES (7) |  |  | Unknown | Unknown | Unknown | Call for Quote | Call for Quote
TUCV1200G AIR FILTER (5) | TUCV1200G AIR FILTER (5) |  |  | Unknown | Unknown | Unknown | Call for Quote | Call for Quote
TUCV1200G AIR FLOW CONFIG. (1) | TUCV1200G AIR FLOW CONFIG. (1) |  |  | Unknown | Unknown | Unknown | Call for Quote | Call for Quote
TUCV1200G COMMON ASSY (0) | TUCV1200G COMMON ASSY (0) |  |  | Unknown | Unknown | Unknown | Call for Quote | Call for Quote
TUCV1200G DAMPER (10) | TUCV1200G DAMPER (10) |  |  | Unknown | Unknown | Unknown | Call for Quote | Call for Quote
TUCV1200G ELEC ACCY (11) | TUCV1200G ELEC ACCY (11) |  |  | Unknown | Unknown | Unknown | Call for Quote | Call for Quote
TUCV1200G ELEC HEAT (8) | TUCV1200G ELEC HEAT (8) |  |  | Unknown | Unknown | Unknown | Call for Quote | Call for Quote
TUCV1200G HEATING (9) | TUCV1200G HEATING (9) |  |  | Unknown | Unknown | Unknown | Call for Quote | Call for Quote
TUCV1200G MICROPROSSER (2) | TUCV1200G MICROPROSSER (2) |  |  | Unknown | Unknown | Unknown | Call for Quote | Call for Quote
TUCV1200G PACKING (14) | TUCV1200G PACKING (14) |  |  | Unknown | Unknown | Unknown | Call for Quote | Call for Quote
TUCV1200G VALVE (3) | TUCV1200G VALVE (3) |  |  | Unknown | Unknown | Unknown | Call for Quote | Call for Quote
TUCV1200G VERSION (4) | TUCV1200G VERSION (4) |  |  | Unknown | Unknown | Unknown | Call for Quote | Call for Quote
TUCV1700D ACCESSORIES (7) | TUCV1700D ACCESSORIES (7) |  |  | Unknown | Unknown | Unknown | Call for Quote | Call for Quote
TUCV1700D AIR FILTER (5) | TUCV1700D AIR FILTER (5) |  |  | Unknown | Unknown | Unknown | Call for Quote | Call for Quote
TUCV1700D AIR FLOW CONFIG. (1) | TUCV1700D AIR FLOW CONFIG. (1) |  |  | Unknown | Unknown | Unknown | Call for Quote | Call for Quote
TUCV1700D COMMON ASSY (0) | TUCV1700D COMMON ASSY (0) |  |  | Unknown | Unknown | Unknown | Call for Quote | Call for Quote
TUCV1700D DAMPER (10) | TUCV1700D DAMPER (10) |  |  | Unknown | Unknown | Unknown | Call for Quote | Call for Quote
TUCV1700D ELEC ACCY (11) | TUCV1700D ELEC ACCY (11) |  |  | Unknown | Unknown | Unknown | Call for Quote | Call for Quote
TUCV1700D ELEC HEAT (8) | TUCV1700D ELEC HEAT (8) |  |  | Unknown | Unknown | Unknown | Call for Quote | Call for Quote
TUCV1700D HEATING (9) | TUCV1700D HEATING (9) |  |  | Unknown | Unknown | Unknown | Call for Quote | Call for Quote
TUCV1700D MICROPROSSER (2) | TUCV1700D MICROPROSSER (2) |  |  | Unknown | Unknown | Unknown | Call for Quote | Call for Quote
TUCV1700D PACKING (14) | TUCV1700D PACKING (14) |  |  | Unknown | Unknown | Unknown | Call for Quote | Call for Quote
TUCV1700D VALVE (3) | TUCV1700D VALVE (3) |  |  | Unknown | Unknown | Unknown | Call for Quote | Call for Quote
TUCV1700D VERSION (4) | TUCV1700D VERSION (4) |  |  | Unknown | Unknown | Unknown | Call for Quote | Call for Quote
TUCV1700G ACCESSORIES (7) | TUCV1700G ACCESSORIES (7) |  |  | Unknown | Unknown | Unknown | Call for Quote | Call for Quote
TUCV1700G AIR FILTER (5) | TUCV1700G AIR FILTER (5) |  |  | Unknown | Unknown | Unknown | Call for Quote | Call for Quote
TUCV1700G AIR FLOW CONFIG. (1) | TUCV1700G AIR FLOW CONFIG. (1) |  |  | Unknown | Unknown | Unknown | Call for Quote | Call for Quote
TUCV1700G COMMON ASSY (0) | TUCV1700G COMMON ASSY (0) |  |  | Unknown | Unknown | Unknown | Call for Quote | Call for Quote
TUCV1700G DAMPER (10) | TUCV1700G DAMPER (10) |  |  | Unknown | Unknown | Unknown | Call for Quote | Call for Quote
TUCV1700G ELEC ACCY (11) | TUCV1700G ELEC ACCY (11) |  |  | Unknown | Unknown | Unknown | Call for Quote | Call for Quote
TUCV1700G ELEC HEAT (8) | TUCV1700G ELEC HEAT (8) |  |  | Unknown | Unknown | Unknown | Call for Quote | Call for Quote
TUCV1700G HEATING (9) | TUCV1700G HEATING (9) |  |  | Unknown | Unknown | Unknown | Call for Quote | Call for Quote
TUCV1700G MICROPROSSER (2) | TUCV1700G MICROPROSSER (2) |  |  | Unknown | Unknown | Unknown | Call for Quote | Call for Quote
TUCV1700G PACKING (14) | TUCV1700G PACKING (14) |  |  | Unknown | Unknown | Unknown | Call for Quote | Call for Quote
TUCV1700G VALVE (3) | TUCV1700G VALVE (3) |  |  | Unknown | Unknown | Unknown | Call for Quote | Call for Quote
TUCV1700G VERSION (4) | TUCV1700G VERSION (4) |  |  | Unknown | Unknown | Unknown | Call for Quote | Call for Quote
TUCV2500D ACCESSORIES (7) | TUCV2500D ACCESSORIES (7) |  |  | Unknown | Unknown | Unknown | Call for Quote | Call for Quote
TUCV2500D AIR FILTER (5) | TUCV2500D AIR FILTER (5) |  |  | Unknown | Unknown | Unknown | Call for Quote | Call for Quote
TUCV2500D AIR FLOW CONFIG. (1) | TUCV2500D AIR FLOW CONFIG. (1) |  |  | Unknown | Unknown | Unknown | Call for Quote | Call for Quote
TUCV2500D COMMON ASSY (0) | TUCV2500D COMMON ASSY (0) |  |  | Unknown | Unknown | Unknown | Call for Quote | Call for Quote
TUCV2500D DAMPER (10) | TUCV2500D DAMPER (10) |  |  | Unknown | Unknown | Unknown | Call for Quote | Call for Quote
TUCV2500D ELEC ACCY (11) | TUCV2500D ELEC ACCY (11) |  |  | Unknown | Unknown | Unknown | Call for Quote | Call for Quote
TUCV2500D ELEC HEAT (8) | TUCV2500D ELEC HEAT (8) |  |  | Unknown | Unknown | Unknown | Call for Quote | Call for Quote
TUCV2500D HEATING (9) | TUCV2500D HEATING (9) |  |  | Unknown | Unknown | Unknown | Call for Quote | Call for Quote
TUCV2500D MICROPROSSER (2) | TUCV2500D MICROPROSSER (2) |  |  | Unknown | Unknown | Unknown | Call for Quote | Call for Quote
TUCV2500D PACKING (14) | TUCV2500D PACKING (14) |  |  | Unknown | Unknown | Unknown | Call for Quote | Call for Quote
TUCV2500D VALVE (3) | TUCV2500D VALVE (3) |  |  | Unknown | Unknown | Unknown | Call for Quote | Call for Quote
TUCV2500D VERSION (4) | TUCV2500D VERSION (4) |  |  | Unknown | Unknown | Unknown | Call for Quote | Call for Quote
TUCV2500G ACCESSORIES (7) | TUCV2500G ACCESSORIES (7) |  |  | Unknown | Unknown | Unknown | Call for Quote | Call for Quote
TUCV2500G AIR FILTER (5) | TUCV2500G AIR FILTER (5) |  |  | Unknown | Unknown | Unknown | Call for Quote | Call for Quote
TUCV2500G AIR FLOW CONFIG. (1) | TUCV2500G AIR FLOW CONFIG. (1) |  |  | Unknown | Unknown | Unknown | Call for Quote | Call for Quote
TUCV2500G COMMON ASSY (0) | TUCV2500D COMMON ASSY (0) |  |  | Unknown | Unknown | Unknown | Call for Quote | Call for Quote
TUCV2500G DAMPER (10) | TUCV2500G DAMPER (10) |  |  | Unknown | Unknown | Unknown | Call for Quote | Call for Quote
TUCV2500G ELEC ACCY (11) | TUCV2500G ELEC ACCY (11) |  |  | Unknown | Unknown | Unknown | Call for Quote | Call for Quote
TUCV2500G ELEC HEAT (8) | TUCV2500G ELEC HEAT (8) |  |  | Unknown | Unknown | Unknown | Call for Quote | Call for Quote
TUCV2500G HEATING (9) | TUCV2500G HEATING (9) |  |  | Unknown | Unknown | Unknown | Call for Quote | Call for Quote
TUCV2500G MICROPROSSER (2) | TUCV2500G MICROPROSSER (2) |  |  | Unknown | Unknown | Unknown | Call for Quote | Call for Quote
TUCV2500G PACKING (14) | TUCV2500G PACKING (14) |  |  | Unknown | Unknown | Unknown | Call for Quote | Call for Quote
TUCV2500G VALVE (3) | TUCV2500G VALVE (3) |  |  | Unknown | Unknown | Unknown | Call for Quote | Call for Quote
TUCV2500G VERSION (4) | TUCV2500G VERSION (4) |  |  | Unknown | Unknown | Unknown | Call for Quote | Call for Quote
TUCV3400D ACCESSORIES (7) | TUCV3400D ACCESSORIES (7) |  |  | Unknown | Unknown | Unknown | Call for Quote | Call for Quote
TUCV3400D AIR FILTER (5) | TUCV3400D AIR FILTER (5) |  |  | Unknown | Unknown | Unknown | Call for Quote | Call for Quote
TUCV3400D AIR FLOW CONFIG. (1) | TUCV3400D AIR FLOW CONFIG. (1) |  |  | Unknown | Unknown | Unknown | Call for Quote | Call for Quote
TUCV3400D COMMON ASSY (0) | TUCV3400D COMMON ASSY (0) |  |  | Unknown | Unknown | Unknown | Call for Quote | Call for Quote
TUCV3400D DAMPER (10) | TUCV3400D DAMPER (10) |  |  | Unknown | Unknown | Unknown | Call for Quote | Call for Quote
TUCV3400D ELEC ACCY (11) | TUCV3400D ELEC ACCY (11) |  |  | Unknown | Unknown | Unknown | Call for Quote | Call for Quote
TUCV3400D ELEC HEAT (8) | TUCV3400D ELEC HEAT (8) |  |  | Unknown | Unknown | Unknown | Call for Quote | Call for Quote
TUCV3400D HEATING (9) | TUCV3400D HEATING (9) |  |  | Unknown | Unknown | Unknown | Call for Quote | Call for Quote
TUCV3400D MICROPROSSER (2) | TUCV3400D MICROPROSSER (2) |  |  | Unknown | Unknown | Unknown | Call for Quote | Call for Quote
TUCV3400D PACKING (14) | TUCV3400D PACKING (14) |  |  | Unknown | Unknown | Unknown | Call for Quote | Call for Quote
TUCV3400D VALVE (3) | TUCV3400D VALVE (3) |  |  | Unknown | Unknown | Unknown | Call for Quote | Call for Quote
TUCV3400D VERSION (4) | TUCV3400D VERSION (4) |  |  | Unknown | Unknown | Unknown | Call for Quote | Call for Quote
TUCV3400G ACCESSORIES (7) | TUCV3400G ACCESSORIES (7) |  |  | Unknown | Unknown | Unknown | Call for Quote | Call for Quote
TUCV3400G AIR FILTER (5) | TUCV3400G AIR FILTER (5) |  |  | Unknown | Unknown | Unknown | Call for Quote | Call for Quote
TUCV3400G AIR FLOW CONFIG. (1) | TUCV3400G AIR FLOW CONFIG. (1) |  |  | Unknown | Unknown | Unknown | Call for Quote | Call for Quote
TUCV3400G COMMON ASSY (0) | TUCV3400G COMMON ASSY (0) |  |  | Unknown | Unknown | Unknown | Call for Quote | Call for Quote
TUCV3400G DAMPER (10) | TUCV3400G DAMPER (10) |  |  | Unknown | Unknown | Unknown | Call for Quote | Call for Quote
TUCV3400G ELEC ACCY (11) | TUCV3400G ELEC ACCY (11) |  |  | Unknown | Unknown | Unknown | Call for Quote | Call for Quote
TUCV3400G ELEC HEAT (8) | TUCV3400G ELEC HEAT (8) |  |  | Unknown | Unknown | Unknown | Call for Quote | Call for Quote
TUCV3400G HEATING (9) | TUCV3400G HEATING (9) |  |  | Unknown | Unknown | Unknown | Call for Quote | Call for Quote
TUCV3400G MICROPROSSER (2) | TUCV3400G MICROPROSSER (2) |  |  | Unknown | Unknown | Unknown | Call for Quote | Call for Quote
TUCV3400G PACKING (14) | TUCV3400G PACKING (14) |  |  | Unknown | Unknown | Unknown | Call for Quote | Call for Quote
TUCV3400G VALVE (3) | TUCV3400G VALVE (3) |  |  | Unknown | Unknown | Unknown | Call for Quote | Call for Quote
TUCV3400G VERSION (4) | TUCV3400G VERSION (4) |  |  | Unknown | Unknown | Unknown | Call for Quote | Call for Quote
TUCV4000D ACCESSORIES (7) | TUCV4000D ACCESSORIES (7) |  |  | Unknown | Unknown | Unknown | Call for Quote | Call for Quote
TUCV4000D AIR FILTER (5) | TUCV4000D AIR FILTER (5) |  |  | Unknown | Unknown | Unknown | Call for Quote | Call for Quote
TUCV4000D AIR FLOW CONFIG. (1) | TUCV4000D AIR FLOW CONFIG. (1) |  |  | Unknown | Unknown | Unknown | Call for Quote | Call for Quote
TUCV4000D COMMON ASSY (0) | TUCV4000D COMMON ASSY (0) |  |  | Unknown | Unknown | Unknown | Call for Quote | Call for Quote
TUCV4000D DAMPER (10) | TUCV4000D DAMPER (10) |  |  | Unknown | Unknown | Unknown | Call for Quote | Call for Quote
TUCV4000D ELEC ACCY (11) | TUCV4000D ELEC ACCY (11) |  |  | Unknown | Unknown | Unknown | Call for Quote | Call for Quote
TUCV4000D ELEC HEAT (8) | TUCV4000D ELEC HEAT (8) |  |  | Unknown | Unknown | Unknown | Call for Quote | Call for Quote
TUCV4000D HEATING (9) | TUCV4000D HEATING (9) |  |  | Unknown | Unknown | Unknown | Call for Quote | Call for Quote
TUCV4000D MICROPROSSER (2) | TUCV4000D MICROPROSSER (2) |  |  | Unknown | Unknown | Unknown | Call for Quote | Call for Quote
TUCV4000D PACKING (14) | TUCV4000D PACKING (14) |  |  | Unknown | Unknown | Unknown | Call for Quote | Call for Quote
TUCV4000D VALVE (3) | TUCV4000D VALVE (3) |  |  | Unknown | Unknown | Unknown | Call for Quote | Call for Quote
TUCV4000D VERSION (4) | TUCV4000D VERSION (4) |  |  | Unknown | Unknown | Unknown | Call for Quote | Call for Quote
TUCV4000G ACCESSORIES (7) | TUCV4000G ACCESSORIES (7) |  |  | Unknown | Unknown | Unknown | Call for Quote | Call for Quote
TUCV4000G AIR FILTER (5) | TUCV4000G AIR FILTER (5) |  |  | Unknown | Unknown | Unknown | Call for Quote | Call for Quote
TUCV4000G AIR FLOW CONFIG. (1) | TUCV4000G AIR FLOW CONFIG. (1) |  |  | Unknown | Unknown | Unknown | Call for Quote | Call for Quote
TUCV4000G COMMON ASSY (0) | TUCV4000G COMMON ASSY (0) |  |  | Unknown | Unknown | Unknown | Call for Quote | Call for Quote
TUCV4000G DAMPER (10) | TUCV4000G DAMPER (10) |  |  | Unknown | Unknown | Unknown | Call for Quote | Call for Quote
TUCV4000G ELEC ACCY (11) | TUCV4000G ELEC ACCY (11) |  |  | Unknown | Unknown | Unknown | Call for Quote | Call for Quote
TUCV4000G ELEC HEAT (8) | TUCV4000G ELEC HEAT (8) |  |  | Unknown | Unknown | Unknown | Call for Quote | Call for Quote
TUCV4000G HEATING (9) | TUCV4000G HEATING (9) |  |  | Unknown | Unknown | Unknown | Call for Quote | Call for Quote
TUCV4000G MICROPROSSER (2) | TUCV4000G MICROPROSSER (2) |  |  | Unknown | Unknown | Unknown | Call for Quote | Call for Quote
TUCV4000G PACKING (14) | TUCV4000G PACKING (14) |  |  | Unknown | Unknown | Unknown | Call for Quote | Call for Quote
TUCV4000G VALVE (3) | TUCV4000G VALVE (3) |  |  | Unknown | Unknown | Unknown | Call for Quote | Call for Quote
TUCV4000G VERSION (4) | TUCV4000G VERSION (4) |  |  | Unknown | Unknown | Unknown | Call for Quote | Call for Quote
TUDV0511D ACCESSORIES (7) | TUDV0511D ACCESSORIES (7) |  |  | Unknown | Unknown | Unknown | Call for Quote | Call for Quote
TUDV0511D AIR FILTER (5) | TUDV0511D AIR FILTER (5) |  |  | Unknown | Unknown | Unknown | Call for Quote | Call for Quote
TUDV0511D AIR FLOW CONFIG (1) | TUDV0511D AIR FLOW CONFIG (1) |  |  | Unknown | Unknown | Unknown | Call for Quote | Call for Quote
TUDV0511D COMMON ASSY (0) | TUDV0511D COMMON ASSY (0) |  |  | Unknown | Unknown | Unknown | Call for Quote | Call for Quote
TUDV0511D DAMPER (10) | TUDV0511D DAMPER (10) |  |  | Unknown | Unknown | Unknown | Call for Quote | Call for Quote
TUDV0511D ELEC ACCY (12) | TUDV0511D ELEC ACCY (12) |  |  | Unknown | Unknown | Unknown | Call for Quote | Call for Quote
TUDV0511D ELEC HEAT (8) | TUDV0511D ELEC HEAT (8) |  |  | Unknown | Unknown | Unknown | Call for Quote | Call for Quote
TUDV0511D HEATING (9) | TUDV0511D HEATING (9) |  |  | Unknown | Unknown | Unknown | Call for Quote | Call for Quote
TUDV0511D MICROPROCESSER (2) | TUDV0511D MICROPROCESSER (2) |  |  | Unknown | Unknown | Unknown | Call for Quote | Call for Quote
TUDV0511D OTHER ACCY (11) | TUDV0511D OTHER ACCY (11) |  |  | Unknown | Unknown | Unknown | Call for Quote | Call for Quote
TUDV0511D PACKING (14) | TUDV0511D PACKING (14) |  |  | Unknown | Unknown | Unknown | Call for Quote | Call for Quote
TUDV0511D REFRIGERANT (3) | TUDV0511D REFRIGERANT (3) |  |  | Unknown | Unknown | Unknown | Call for Quote | Call for Quote
TUDV0511D TWIN-COOL VALVE (6) | TUDV0511D TWIN-COOL VALVE (6) |  |  | Unknown | Unknown | Unknown | Call for Quote | Call for Quote
TUDV0511D VERSION (4) | TUDV0511D VERSION (4) |  |  | Unknown | Unknown | Unknown | Call for Quote | Call for Quote
TUDV0511G ACCESSORIES (7) | TUDV0511G ACCESSORIES (7) |  |  | Unknown | Unknown | Unknown | Call for Quote | Call for Quote
TUDV0511G AIR FILTER (5) | TUDV0511G AIR FILTER (5) |  |  | Unknown | Unknown | Unknown | Call for Quote | Call for Quote
TUDV0511G AIR FLOW CONFIG (1) | TUDV0511G AIR FLOW CONFIG (1) |  |  | Unknown | Unknown | Unknown | Call for Quote | Call for Quote
TUDV0511G COMMON ASSY (0) | TUDV0511G COMMON ASSY (0) |  |  | Unknown | Unknown | Unknown | Call for Quote | Call for Quote
TUDV0511G DAMPER (10) | TUDV0511G DAMPER (10) |  |  | Unknown | Unknown | Unknown | Call for Quote | Call for Quote
TUDV0511G ELEC ACCY (12) | TUDV0511G ELEC ACCY (12) |  |  | Unknown | Unknown | Unknown | Call for Quote | Call for Quote
TUDV0511G ELEC HEAT (8) | TUDV0511G ELEC HEAT (8) |  |  | Unknown | Unknown | Unknown | Call for Quote | Call for Quote
TUDV0511G HEATING (9) | TUDV0511G HEATING (9) |  |  | Unknown | Unknown | Unknown | Call for Quote | Call for Quote
TUDV0511G MICROPROCESSER (2) | TUDV0511G MICROPROCESSER (2) |  |  | Unknown | Unknown | Unknown | Call for Quote | Call for Quote
TUDV0511G OTHER ACCY (11) | TUDV0511G OTHER ACCY (11) |  |  | Unknown | Unknown | Unknown | Call for Quote | Call for Quote
TUDV0511G PACKING (14) | TUDV0511G PACKING (14) |  |  | Unknown | Unknown | Unknown | Call for Quote | Call for Quote
TUDV0511G REFRIGERANT (3) | TUDV0511G REFRIGERANT (3) |  |  | Unknown | Unknown | Unknown | Call for Quote | Call for Quote
TUDV0511G TWIN-COOL VALVE (6) | TUDV0511G TWIN-COOL VALVE (6) |  |  | Unknown | Unknown | Unknown | Call for Quote | Call for Quote
TUDV0511G VERSION (4) | TUDV0511G VERSION (4) |  |  | Unknown | Unknown | Unknown | Call for Quote | Call for Quote
TUDV0511L ACCESSORIES (7) | TUDV0511L ACCESSORIES (7) |  |  | Unknown | Unknown | Unknown | Call for Quote | Call for Quote
TUDV0511L AIR FILTER (5) | TUDV0511L AIR FILTER (5) |  |  | Unknown | Unknown | Unknown | Call for Quote | Call for Quote
TUDV0511L AIR FLOW CONFIG (1) | TUDV0511L AIR FLOW CONFIG (1) |  |  | Unknown | Unknown | Unknown | Call for Quote | Call for Quote
TUDV0511L COMMON ASSY (0) | TUDV0511L COMMON ASSY (0) |  |  | Unknown | Unknown | Unknown | Call for Quote | Call for Quote
TUDV0511L DAMPER (10) | TUDV0511L DAMPER (10) |  |  | Unknown | Unknown | Unknown | Call for Quote | Call for Quote
TUDV0511L ELEC ACCY (12) | TUDV0511L ELEC ACCY (12) |  |  | Unknown | Unknown | Unknown | Call for Quote | Call for Quote
TUDV0511L ELEC HEAT (8) | TUDV0511L ELEC HEAT (8) |  |  | Unknown | Unknown | Unknown | Call for Quote | Call for Quote
TUDV0511L HEATING (9) | TUDV0511L HEATING (9) |  |  | Unknown | Unknown | Unknown | Call for Quote | Call for Quote
TUDV0511L MICROPROCESSER (2) | TUDV0511L MICROPROCESSER (2) |  |  | Unknown | Unknown | Unknown | Call for Quote | Call for Quote
TUDV0511L OTHER ACCY (11) | TUDV0511L OTHER ACCY (11) |  |  | Unknown | Unknown | Unknown | Call for Quote | Call for Quote
TUDV0511L PACKING (14) | TUDV0511L PACKING (14) |  |  | Unknown | Unknown | Unknown | Call for Quote | Call for Quote
TUDV0511L REFRIGERANT (3) | TUDV0511L REFRIGERANT (3) |  |  | Unknown | Unknown | Unknown | Call for Quote | Call for Quote
TUDV0511L TWIN-COOL VALVE (6) | TUDV0511L TWIN-COOL VALVE (6) |  |  | Unknown | Unknown | Unknown | Call for Quote | Call for Quote
TUDV0511L VERSION (4) | TUDV0511L VERSION (4) |  |  | Unknown | Unknown | Unknown | Call for Quote | Call for Quote
TUDV0611D ACCESSORIES (7) | TUDV0611D ACCESSORIES (7) |  |  | Unknown | Unknown | Unknown | Call for Quote | Call for Quote
TUDV0611D AIR FILTER (5) | TUDV0611D AIR FILTER (5) |  |  | Unknown | Unknown | Unknown | Call for Quote | Call for Quote
TUDV0611D AIR FLOW CONFIG (1) | TUDV0611D AIR FLOW CONFIG (1) |  |  | Unknown | Unknown | Unknown | Call for Quote | Call for Quote
TUDV0611D COMMON ASSY (0) | TUDV0611D COMMON ASSY (0) |  |  | Unknown | Unknown | Unknown | Call for Quote | Call for Quote
TUDV0611D DAMPER (10) | TUDV0611D DAMPER (10) |  |  | Unknown | Unknown | Unknown | Call for Quote | Call for Quote
TUDV0611D ELEC ACCY (12) | TUDV0611D ELEC ACCY (12) |  |  | Unknown | Unknown | Unknown | Call for Quote | Call for Quote
TUDV0611D ELEC HEAT (8) | TUDV0611D ELEC HEAT (8) |  |  | Unknown | Unknown | Unknown | Call for Quote | Call for Quote
TUDV0611D HEATING (9) | TUDV0611D HEATING (9) |  |  | Unknown | Unknown | Unknown | Call for Quote | Call for Quote
TUDV0611D MICROPROCESSER (2) | TUDV0611D MICROPROCESSER (2) |  |  | Unknown | Unknown | Unknown | Call for Quote | Call for Quote
TUDV0611D OTHER ACCY (11) | TUDV0611D OTHER ACCY (11) |  |  | Unknown | Unknown | Unknown | Call for Quote | Call for Quote
TUDV0611D PACKING (14) | TUDV0611D PACKING (14) |  |  | Unknown | Unknown | Unknown | Call for Quote | Call for Quote
TUDV0611D REFRIGERANT (3) | TUDV0611D REFRIGERANT (3) |  |  | Unknown | Unknown | Unknown | Call for Quote | Call for Quote
TUDV0611D TWIN-COOL VALVE (6) | TUDV0611D TWIN-COOL VALVE (6) |  |  | Unknown | Unknown | Unknown | Call for Quote | Call for Quote
TUDV0611D VERSION (4) | TUDV0611D VERSION (4) |  |  | Unknown | Unknown | Unknown | Call for Quote | Call for Quote
TUDV0611G ACCESSORIES (7) | TUDV0611G ACCESSORIES (7) |  |  | Unknown | Unknown | Unknown | Call for Quote | Call for Quote
TUDV0611G AIR FILTER (5) | TUDV0611G AIR FILTER (5) |  |  | Unknown | Unknown | Unknown | Call for Quote | Call for Quote
TUDV0611G AIR FLOW CONFIG (1) | TUDV0611G AIR FLOW CONFIG (1) |  |  | Unknown | Unknown | Unknown | Call for Quote | Call for Quote
TUDV0611G COMMON ASSY (0) | TUDV0611G COMMON ASSY (0) |  |  | Unknown | Unknown | Unknown | Call for Quote | Call for Quote
TUDV0611G DAMPER (10) | TUDV0611G DAMPER (10) |  |  | Unknown | Unknown | Unknown | Call for Quote | Call for Quote
TUDV0611G ELEC ACCY (12) | TUDV0611G ELEC ACCY (12) |  |  | Unknown | Unknown | Unknown | Call for Quote | Call for Quote
TUDV0611G ELEC HEAT (8) | TUDV0611G ELEC HEAT (8) |  |  | Unknown | Unknown | Unknown | Call for Quote | Call for Quote
TUDV0611G HEATING (9) | TUDV0611G HEATING (9) |  |  | Unknown | Unknown | Unknown | Call for Quote | Call for Quote
TUDV0611G MICROPROCESSER (2) | TUDV0611G MICROPROCESSER (2) |  |  | Unknown | Unknown | Unknown | Call for Quote | Call for Quote
TUDV0611G OTHER ACCY (11) | TUDV0611G OTHER ACCY (11) |  |  | Unknown | Unknown | Unknown | Call for Quote | Call for Quote
TUDV0611G PACKING (14) | TUDV0611G PACKING (14) |  |  | Unknown | Unknown | Unknown | Call for Quote | Call for Quote
TUDV0611G REFRIGERANT (3) | TUDV0611G REFRIGERANT (3) |  |  | Unknown | Unknown | Unknown | Call for Quote | Call for Quote
TUDV0611G TWIN-COOL VALVE (6) | TUDV0611G TWIN-COOL VALVE (6) |  |  | Unknown | Unknown | Unknown | Call for Quote | Call for Quote
TUDV0611G VERSION (4) | TUDV0611G VERSION (4) |  |  | Unknown | Unknown | Unknown | Call for Quote | Call for Quote
TUDV0611L ACCESSORIES (7) | TUDV0611L ACCESSORIES (7) |  |  | Unknown | Unknown | Unknown | Call for Quote | Call for Quote
TUDV0611L AIR FILTER (5) | TUDV0611L AIR FILTER (5) |  |  | Unknown | Unknown | Unknown | Call for Quote | Call for Quote
TUDV0611L AIR FLOW CONFIG (1) | TUDV0611L AIR FLOW CONFIG (1) |  |  | Unknown | Unknown | Unknown | Call for Quote | Call for Quote
TUDV0611L COMMON ASSY (0) | TUDV0611L COMMON ASSY (0) |  |  | Unknown | Unknown | Unknown | Call for Quote | Call for Quote
TUDV0611L DAMPER (10) | TUDV0611L DAMPER (10) |  |  | Unknown | Unknown | Unknown | Call for Quote | Call for Quote
TUDV0611L ELEC ACCY (12) | TUDV0611L ELEC ACCY (12) |  |  | Unknown | Unknown | Unknown | Call for Quote | Call for Quote
TUDV0611L ELEC HEAT (8) | TUDV0611L ELEC HEAT (8) |  |  | Unknown | Unknown | Unknown | Call for Quote | Call for Quote
TUDV0611L HEATING (9) | TUDV0611L HEATING (9) |  |  | Unknown | Unknown | Unknown | Call for Quote | Call for Quote
TUDV0611L MICROPROCESSER (2) | TUDV0611L MICROPROCESSER (2) |  |  | Unknown | Unknown | Unknown | Call for Quote | Call for Quote
TUDV0611L OTHER ACCY (11) | TUDV0611L OTHER ACCY (11) |  |  | Unknown | Unknown | Unknown | Call for Quote | Call for Quote
TUDV0611L PACKING (14) | TUDV0611L PACKING (14) |  |  | Unknown | Unknown | Unknown | Call for Quote | Call for Quote
TUDV0611L REFRIGERANT (3) | TUDV0611L REFRIGERANT (3) |  |  | Unknown | Unknown | Unknown | Call for Quote | Call for Quote
TUDV0611L TWIN-COOL VALVE (6) | TUDV0611L TWIN-COOL VALVE (6) |  |  | Unknown | Unknown | Unknown | Call for Quote | Call for Quote
TUDV0611L VERSION (4) | TUDV0611L VERSION (4) |  |  | Unknown | Unknown | Unknown | Call for Quote | Call for Quote
TUDV0921D ACCESSORIES (7) | TUDV0921D ACCESSORIES (7) |  |  | Unknown | Unknown | Unknown | Call for Quote | Call for Quote
TUDV0921D AIR FILTER (5) | TUDV0921D AIR FILTER (5) |  |  | Unknown | Unknown | Unknown | Call for Quote | Call for Quote
TUDV0921D AIR FLOW CONFIG (1) | TUDV0921D AIR FLOW CONFIG (1) |  |  | Unknown | Unknown | Unknown | Call for Quote | Call for Quote
TUDV0921D COMMON ASSY (0) | TUDV0921D COMMON ASSY (0) |  |  | Unknown | Unknown | Unknown | Call for Quote | Call for Quote
TUDV0921D DAMPER (10) | TUDV0921D DAMPER (10) |  |  | Unknown | Unknown | Unknown | Call for Quote | Call for Quote
TUDV0921D ELEC ACCY (12) | TUDV0921D ELEC ACCY (12) |  |  | Unknown | Unknown | Unknown | Call for Quote | Call for Quote
TUDV0921D ELEC HEAT (8) | TUDV0921D ELEC HEAT (8) |  |  | Unknown | Unknown | Unknown | Call for Quote | Call for Quote
TUDV0921D HEATING (9) | TUDV0921D HEATING (9) |  |  | Unknown | Unknown | Unknown | Call for Quote | Call for Quote
TUDV0921D MICROPROCESSER (2) | TUDV0921D MICROPROCESSER (2) |  |  | Unknown | Unknown | Unknown | Call for Quote | Call for Quote
TUDV0921D OTHER ACCY (11) | TUDV0921D OTHER ACCY (11) |  |  | Unknown | Unknown | Unknown | Call for Quote | Call for Quote
TUDV0921D PACKING (14) | TUDV0921D PACKING (14) |  |  | Unknown | Unknown | Unknown | Call for Quote | Call for Quote
TUDV0921D REFRIGERANT (3) | TUDV0921D REFRIGERANT (3) |  |  | Unknown | Unknown | Unknown | Call for Quote | Call for Quote
TUDV0921D TWIN-COOL VALVE (6) | TUDV0921D TWIN-COOL VALVE (6) |  |  | Unknown | Unknown | Unknown | Call for Quote | Call for Quote
TUDV0921D VERSION (4) | TUDV0921D VERSION (4) |  |  | Unknown | Unknown | Unknown | Call for Quote | Call for Quote
TUDV0921G ACCESSORIES (7) | TUDV0921G ACCESSORIES (7) |  |  | Unknown | Unknown | Unknown | Call for Quote | Call for Quote
TUDV0921G AIR FILTER (5) | TUDV0921G AIR FILTER (5) |  |  | Unknown | Unknown | Unknown | Call for Quote | Call for Quote
TUDV0921G AIR FLOW CONFIG (1) | TUDV0921G AIR FLOW CONFIG (1) |  |  | Unknown | Unknown | Unknown | Call for Quote | Call for Quote
TUDV0921G COMMON ASSY (0) | TUDV0921G COMMON ASSY (0) |  |  | Unknown | Unknown | Unknown | Call for Quote | Call for Quote
TUDV0921G DAMPER (10) | TUDV0921G DAMPER (10) |  |  | Unknown | Unknown | Unknown | Call for Quote | Call for Quote
TUDV0921G ELEC ACCY (12) | TUDV0921G ELEC ACCY (12) |  |  | Unknown | Unknown | Unknown | Call for Quote | Call for Quote
TUDV0921G ELEC HEAT (8) | TUDV0921G ELEC HEAT (8) |  |  | Unknown | Unknown | Unknown | Call for Quote | Call for Quote
TUDV0921G HEATING (9) | TUDV0921G HEATING (9) |  |  | Unknown | Unknown | Unknown | Call for Quote | Call for Quote
TUDV0921G MICROPROCESSER (2) | TUDV0921G MICROPROCESSER (2) |  |  | Unknown | Unknown | Unknown | Call for Quote | Call for Quote
TUDV0921G OTHER ACCY (11) | TUDV0921G OTHER ACCY (11) |  |  | Unknown | Unknown | Unknown | Call for Quote | Call for Quote
TUDV0921G PACKING (14) | TUDV0921G PACKING (14) |  |  | Unknown | Unknown | Unknown | Call for Quote | Call for Quote
TUDV0921G REFRIGERANT (3) | TUDV0921G REFRIGERANT (3) |  |  | Unknown | Unknown | Unknown | Call for Quote | Call for Quote
TUDV0921G TWIN-COOL VALVE (6) | TUDV0921G TWIN-COOL VALVE (6) |  |  | Unknown | Unknown | Unknown | Call for Quote | Call for Quote
TUDV0921G VERSION (4) | TUDV0921G VERSION (4) |  |  | Unknown | Unknown | Unknown | Call for Quote | Call for Quote
TUDV0921L ACCESSORIES (7) | TUDV0921L ACCESSORIES (7) |  |  | Unknown | Unknown | Unknown | Call for Quote | Call for Quote
TUDV0921L AIR FILTER (5) | TUDV0921L AIR FILTER (5) |  |  | Unknown | Unknown | Unknown | Call for Quote | Call for Quote
TUDV0921L AIR FLOW CONFIG (1) | TUDV0921L AIR FLOW CONFIG (1) |  |  | Unknown | Unknown | Unknown | Call for Quote | Call for Quote
TUDV0921L COMMON ASSY (0) | TUDV0921L COMMON ASSY (0) |  |  | Unknown | Unknown | Unknown | Call for Quote | Call for Quote
TUDV0921L DAMPER (10) | TUDV0921L DAMPER (10) |  |  | Unknown | Unknown | Unknown | Call for Quote | Call for Quote
TUDV0921L ELEC ACCY (12) | TUDV0921L ELEC ACCY (12) |  |  | Unknown | Unknown | Unknown | Call for Quote | Call for Quote
TUDV0921L ELEC HEAT (8) | TUDV0921L ELEC HEAT (8) |  |  | Unknown | Unknown | Unknown | Call for Quote | Call for Quote
TUDV0921L HEATING (9) | TUDV0921L HEATING (9) |  |  | Unknown | Unknown | Unknown | Call for Quote | Call for Quote
TUDV0921L MICROPROCESSER (2) | TUDV0921L MICROPROCESSER (2) |  |  | Unknown | Unknown | Unknown | Call for Quote | Call for Quote
TUDV0921L OTHER ACCY (11) | TUDV0921L OTHER ACCY (11) |  |  | Unknown | Unknown | Unknown | Call for Quote | Call for Quote
TUDV0921L PACKING (14) | TUDV0921L PACKING (14) |  |  | Unknown | Unknown | Unknown | Call for Quote | Call for Quote
TUDV0921L REFRIGERANT (3) | TUDV0921L REFRIGERANT (3) |  |  | Unknown | Unknown | Unknown | Call for Quote | Call for Quote
TUDV0921L TWIN-COOL VALVE (6) | TUDV0921L TWIN-COOL VALVE (6) |  |  | Unknown | Unknown | Unknown | Call for Quote | Call for Quote
TUDV0921L VERSION (4) | TUDV0921L VERSION (4) |  |  | Unknown | Unknown | Unknown | Call for Quote | Call for Quote
TUDV1121D ACCESSORIES (7) | TUDV1121D ACCESSORIES (7) |  |  | Unknown | Unknown | Unknown | Call for Quote | Call for Quote
TUDV1121D AIR FILTER (5) | TUDV1121D AIR FILTER (5) |  |  | Unknown | Unknown | Unknown | Call for Quote | Call for Quote
TUDV1121D AIR FLOW CONFIG (1) | TUDV1121D AIR FLOW CONFIG (1) |  |  | Unknown | Unknown | Unknown | Call for Quote | Call for Quote
TUDV1121D COMMON ASSY (0) | TUDV1121D COMMON ASSY (0) |  |  | Unknown | Unknown | Unknown | Call for Quote | Call for Quote
TUDV1121D DAMPER (10) | TUDV1121D DAMPER (10) |  |  | Unknown | Unknown | Unknown | Call for Quote | Call for Quote
TUDV1121D ELEC ACCY (12) | TUDV1121D ELEC ACCY (12) |  |  | Unknown | Unknown | Unknown | Call for Quote | Call for Quote
TUDV1121D ELEC HEAT (8) | TUDV1121D ELEC HEAT (8) |  |  | Unknown | Unknown | Unknown | Call for Quote | Call for Quote
TUDV1121D HEATING (9) | TUDV1121D HEATING (9) |  |  | Unknown | Unknown | Unknown | Call for Quote | Call for Quote
TUDV1121D MICROPROCESSER (2) | TUDV1121D MICROPROCESSER (2) |  |  | Unknown | Unknown | Unknown | Call for Quote | Call for Quote
TUDV1121D OTHER ACCY (11) | TUDV1121D OTHER ACCY (11) |  |  | Unknown | Unknown | Unknown | Call for Quote | Call for Quote
TUDV1121D PACKING (14) | TUDV1121D PACKING (14) |  |  | Unknown | Unknown | Unknown | Call for Quote | Call for Quote
TUDV1121D REFRIGERANT (3) | TUDV1121D REFRIGERANT (3) |  |  | Unknown | Unknown | Unknown | Call for Quote | Call for Quote
TUDV1121D TWIN-COOL VALVE (6) | TUDV1121D TWIN-COOL VALVE (6) |  |  | Unknown | Unknown | Unknown | Call for Quote | Call for Quote
TUDV1121D VERSION (4) | TUDV1121D VERSION (4) |  |  | Unknown | Unknown | Unknown | Call for Quote | Call for Quote
TUDV1121G ACCESSORIES (7) | TUDV1121G ACCESSORIES (7) |  |  | Unknown | Unknown | Unknown | Call for Quote | Call for Quote
TUDV1121G AIR FILTER (5) | TUDV1121G AIR FILTER (5) |  |  | Unknown | Unknown | Unknown | Call for Quote | Call for Quote
TUDV1121G AIR FLOW CONFIG (1) | TUDV1121G AIR FLOW CONFIG (1) |  |  | Unknown | Unknown | Unknown | Call for Quote | Call for Quote
TUDV1121G COMMON ASSY (0) | TUDV1121G COMMON ASSY (0) |  |  | Unknown | Unknown | Unknown | Call for Quote | Call for Quote
TUDV1121G DAMPER (10) | TUDV1121G DAMPER (10) |  |  | Unknown | Unknown | Unknown | Call for Quote | Call for Quote
TUDV1121G ELEC ACCY (12) | TUDV1121G ELEC ACCY (12) |  |  | Unknown | Unknown | Unknown | Call for Quote | Call for Quote
TUDV1121G ELEC HEAT (8) | TUDV1121G ELEC HEAT (8) |  |  | Unknown | Unknown | Unknown | Call for Quote | Call for Quote
TUDV1121G HEATING (9) | TUDV1121G HEATING (9) |  |  | Unknown | Unknown | Unknown | Call for Quote | Call for Quote
TUDV1121G MICROPROCESSER (2) | TUDV1121G MICROPROCESSER (2) |  |  | Unknown | Unknown | Unknown | Call for Quote | Call for Quote
TUDV1121G OTHER ACCY (11) | TUDV1121G OTHER ACCY (11) |  |  | Unknown | Unknown | Unknown | Call for Quote | Call for Quote
TUDV1121G PACKING (14) | TUDV1121G PACKING (14) |  |  | Unknown | Unknown | Unknown | Call for Quote | Call for Quote
TUDV1121G REFRIGERANT (3) | TUDV1121G REFRIGERANT (3) |  |  | Unknown | Unknown | Unknown | Call for Quote | Call for Quote
TUDV1121G TWIN-COOL VALVE (6) | TUDV1121G TWIN-COOL VALVE (6) |  |  | Unknown | Unknown | Unknown | Call for Quote | Call for Quote
TUDV1121G VERSION (4) | TUDV1121G VERSION (4) |  |  | Unknown | Unknown | Unknown | Call for Quote | Call for Quote
TUDV1121L ACCESSORIES (7) | TUDV1121L ACCESSORIES (7) |  |  | Unknown | Unknown | Unknown | Call for Quote | Call for Quote
TUDV1121L AIR FILTER (5) | TUDV1121L AIR FILTER (5) |  |  | Unknown | Unknown | Unknown | Call for Quote | Call for Quote
TUDV1121L AIR FLOW CONFIG (1) | TUDV1121L AIR FLOW CONFIG (1) |  |  | Unknown | Unknown | Unknown | Call for Quote | Call for Quote
TUDV1121L COMMON ASSY (0) | TUDV1121L COMMON ASSY (0) |  |  | Unknown | Unknown | Unknown | Call for Quote | Call for Quote
TUDV1121L DAMPER (10) | TUDV1121L DAMPER (10) |  |  | Unknown | Unknown | Unknown | Call for Quote | Call for Quote
TUDV1121L ELEC ACCY (12) | TUDV1121L ELEC ACCY (12) |  |  | Unknown | Unknown | Unknown | Call for Quote | Call for Quote
TUDV1121L ELEC HEAT (8) | TUDV1121L ELEC HEAT (8) |  |  | Unknown | Unknown | Unknown | Call for Quote | Call for Quote
TUDV1121L HEATING (9) | TUDV1121L HEATING (9) |  |  | Unknown | Unknown | Unknown | Call for Quote | Call for Quote
TUDV1121L MICROPROCESSER (2) | TUDV1121L MICROPROCESSER (2) |  |  | Unknown | Unknown | Unknown | Call for Quote | Call for Quote
TUDV1121L OTHER ACCY (11) | TUDV1121L OTHER ACCY (11) |  |  | Unknown | Unknown | Unknown | Call for Quote | Call for Quote
TUDV1121L PACKING (14) | TUDV1121L PACKING (14) |  |  | Unknown | Unknown | Unknown | Call for Quote | Call for Quote
TUDV1121L REFRIGERANT (3) | TUDV1121L REFRIGERANT (3) |  |  | Unknown | Unknown | Unknown | Call for Quote | Call for Quote
TUDV1121L TWIN-COOL VALVE (6) | TUDV1121L TWIN-COOL VALVE (6) |  |  | Unknown | Unknown | Unknown | Call for Quote | Call for Quote
TUDV1121L VERSION (4) | TUDV1121L VERSION (4) |  |  | Unknown | Unknown | Unknown | Call for Quote | Call for Quote
TUDV1422D ACCESSORIES (7) | TUDV1422D ACCESSORIES (7) |  |  | Unknown | Unknown | Unknown | Call for Quote | Call for Quote
TUDV1422D AIR FILTER (5) | TUDV1422D AIR FILTER (5) |  |  | Unknown | Unknown | Unknown | Call for Quote | Call for Quote
TUDV1422D AIR FLOW CONFIG (1) | TUDV1422D AIR FLOW CONFIG (1) |  |  | Unknown | Unknown | Unknown | Call for Quote | Call for Quote
TUDV1422D COMMON ASSY (0) | TUDV1422D COMMON ASSY (0) |  |  | Unknown | Unknown | Unknown | Call for Quote | Call for Quote
TUDV1422D DAMPER (10) | TUDV1422D DAMPER (10) |  |  | Unknown | Unknown | Unknown | Call for Quote | Call for Quote
TUDV1422D ELEC ACCY (12) | TUDV1422D ELEC ACCY (12) |  |  | Unknown | Unknown | Unknown | Call for Quote | Call for Quote
TUDV1422D ELEC HEAT (8) | TUDV1422D ELEC HEAT (8) |  |  | Unknown | Unknown | Unknown | Call for Quote | Call for Quote
TUDV1422D HEATING (9) | TUDV1422D HEATING (9) |  |  | Unknown | Unknown | Unknown | Call for Quote | Call for Quote
TUDV1422D MICROPROCESSER (2) | TUDV1422D MICROPROCESSER (2) |  |  | Unknown | Unknown | Unknown | Call for Quote | Call for Quote
TUDV1422D OTHER ACCY (11) | TUDV1422D OTHER ACCY (11) |  |  | Unknown | Unknown | Unknown | Call for Quote | Call for Quote
TUDV1422D PACKING (14) | TUDV1422D PACKING (14) |  |  | Unknown | Unknown | Unknown | Call for Quote | Call for Quote
TUDV1422D REFRIGERANT (3) | TUDV1422D REFRIGERANT (3) |  |  | Unknown | Unknown | Unknown | Call for Quote | Call for Quote
TUDV1422D TWIN-COOL VALVE (6) | TUDV1422D TWIN-COOL VALVE (6) |  |  | Unknown | Unknown | Unknown | Call for Quote | Call for Quote
TUDV1422D VERSION (4) | TUDV1422D VERSION (4) |  |  | Unknown | Unknown | Unknown | Call for Quote | Call for Quote
TUDV1422G ACCESSORIES (7) | TUDV1422G ACCESSORIES (7) |  |  | Unknown | Unknown | Unknown | Call for Quote | Call for Quote
TUDV1422G AIR FILTER (5) | TUDV1422G AIR FILTER (5) |  |  | Unknown | Unknown | Unknown | Call for Quote | Call for Quote
TUDV1422G AIR FLOW CONFIG (1) | TUDV1422G AIR FLOW CONFIG (1) |  |  | Unknown | Unknown | Unknown | Call for Quote | Call for Quote
TUDV1422G COMMON ASSY (0) | TUDV1422G COMMON ASSY (0) |  |  | Unknown | Unknown | Unknown | Call for Quote | Call for Quote
TUDV1422G DAMPER (10) | TUDV1422G DAMPER (10) |  |  | Unknown | Unknown | Unknown | Call for Quote | Call for Quote
TUDV1422G ELEC ACCY (12) | TUDV1422G ELEC ACCY (12) |  |  | Unknown | Unknown | Unknown | Call for Quote | Call for Quote
TUDV1422G ELEC HEAT (8) | TUDV1422G ELEC HEAT (8) |  |  | Unknown | Unknown | Unknown | Call for Quote | Call for Quote
TUDV1422G HEATING (9) | TUDV1422G HEATING (9) |  |  | Unknown | Unknown | Unknown | Call for Quote | Call for Quote
TUDV1422G MICROPROCESSER (2) | TUDV1422G MICROPROCESSER (2) |  |  | Unknown | Unknown | Unknown | Call for Quote | Call for Quote
TUDV1422G OTHER ACCY (11) | TUDV1422G OTHER ACCY (11) |  |  | Unknown | Unknown | Unknown | Call for Quote | Call for Quote
TUDV1422G PACKING (14) | TUDV1422G PACKING (14) |  |  | Unknown | Unknown | Unknown | Call for Quote | Call for Quote
TUDV1422G REFRIGERANT (3) | TUDV1422G REFRIGERANT (3) |  |  | Unknown | Unknown | Unknown | Call for Quote | Call for Quote
TUDV1422G TWIN-COOL VALVE (6) | TUDV1422G TWIN-COOL VALVE (6) |  |  | Unknown | Unknown | Unknown | Call for Quote | Call for Quote
TUDV1422G VERSION (4) | TUDV1422G VERSION (4) |  |  | Unknown | Unknown | Unknown | Call for Quote | Call for Quote
TUDV1422L ACCESSORIES (7) | TUDV1422L ACCESSORIES (7) |  |  | Unknown | Unknown | Unknown | Call for Quote | Call for Quote
TUDV1422L AIR FILTER (5) | TUDV1422L AIR FILTER (5) |  |  | Unknown | Unknown | Unknown | Call for Quote | Call for Quote
TUDV1422L AIR FLOW CONFIG (1) | TUDV1422L AIR FLOW CONFIG (1) |  |  | Unknown | Unknown | Unknown | Call for Quote | Call for Quote
TUDV1422L COMMON ASSY (0) | TUDV1422L COMMON ASSY (0) |  |  | Unknown | Unknown | Unknown | Call for Quote | Call for Quote
TUDV1422L DAMPER (10) | TUDV1422L DAMPER (10) |  |  | Unknown | Unknown | Unknown | Call for Quote | Call for Quote
TUDV1422L ELEC ACCY (12) | TUDV1422L ELEC ACCY (12) |  |  | Unknown | Unknown | Unknown | Call for Quote | Call for Quote
TUDV1422L ELEC HEAT (8) | TUDV1422L ELEC HEAT (8) |  |  | Unknown | Unknown | Unknown | Call for Quote | Call for Quote
TUDV1422L HEATING (9) | TUDV1422L HEATING (9) |  |  | Unknown | Unknown | Unknown | Call for Quote | Call for Quote
TUDV1422L MICROPROCESSER (2) | TUDV1422L MICROPROCESSER (2) |  |  | Unknown | Unknown | Unknown | Call for Quote | Call for Quote
TUDV1422L OTHER ACCY (11) | TUDV1422L OTHER ACCY (11) |  |  | Unknown | Unknown | Unknown | Call for Quote | Call for Quote
TUDV1422L PACKING (14) | TUDV1422L PACKING (14) |  |  | Unknown | Unknown | Unknown | Call for Quote | Call for Quote
TUDV1422L REFRIGERANT (3) | TUDV1422L REFRIGERANT (3) |  |  | Unknown | Unknown | Unknown | Call for Quote | Call for Quote
TUDV1422L TWIN-COOL VALVE (6) | TUDV1422L TWIN-COOL VALVE (6) |  |  | Unknown | Unknown | Unknown | Call for Quote | Call for Quote
TUDV1422L VERSION (4) | TUDV1422L VERSION (4) |  |  | Unknown | Unknown | Unknown | Call for Quote | Call for Quote
TUDV1622D ACCESSORIES (7) | TUDV1622D ACCESSORIES (7) |  |  | Unknown | Unknown | Unknown | Call for Quote | Call for Quote
TUDV1622D AIR FILTER (5) | TUDV1622D AIR FILTER (5) |  |  | Unknown | Unknown | Unknown | Call for Quote | Call for Quote
TUDV1622D AIR FLOW CONFIG (1) | TUDV1622D AIR FLOW CONFIG (1) |  |  | Unknown | Unknown | Unknown | Call for Quote | Call for Quote
TUDV1622D COMMON ASSY (0) | TUDV1622D COMMON ASSY (0) |  |  | Unknown | Unknown | Unknown | Call for Quote | Call for Quote
TUDV1622D DAMPER (10) | TUDV1622D DAMPER (10) |  |  | Unknown | Unknown | Unknown | Call for Quote | Call for Quote
TUDV1622D ELEC ACCY (12) | TUDV1622D ELEC ACCY (12) |  |  | Unknown | Unknown | Unknown | Call for Quote | Call for Quote
TUDV1622D ELEC HEAT (8) | TUDV1622D ELEC HEAT (8) |  |  | Unknown | Unknown | Unknown | Call for Quote | Call for Quote
TUDV1622D HEATING (9) | TUDV1622D HEATING (9) |  |  | Unknown | Unknown | Unknown | Call for Quote | Call for Quote
TUDV1622D MICROPROCESSER (2) | TUDV1622D MICROPROCESSER (2) |  |  | Unknown | Unknown | Unknown | Call for Quote | Call for Quote
TUDV1622D OTHER ACCY (11) | TUDV1622D OTHER ACCY (11) |  |  | Unknown | Unknown | Unknown | Call for Quote | Call for Quote
TUDV1622D PACKING (14) | TUDV1622D PACKING (14) |  |  | Unknown | Unknown | Unknown | Call for Quote | Call for Quote
TUDV1622D REFRIGERANT (3) | TUDV1622D REFRIGERANT (3) |  |  | Unknown | Unknown | Unknown | Call for Quote | Call for Quote
TUDV1622D TWIN-COOL VALVE (6) | TUDV1622D TWIN-COOL VALVE (6) |  |  | Unknown | Unknown | Unknown | Call for Quote | Call for Quote
TUDV1622D VERSION (4) | TUDV1622D VERSION (4) |  |  | Unknown | Unknown | Unknown | Call for Quote | Call for Quote
TUDV1622G ACCESSORIES (7) | TUDV1622G ACCESSORIES (7) |  |  | Unknown | Unknown | Unknown | Call for Quote | Call for Quote
TUDV1622G AIR FILTER (5) | TUDV1622G AIR FILTER (5) |  |  | Unknown | Unknown | Unknown | Call for Quote | Call for Quote
TUDV1622G AIR FLOW CONFIG (1) | TUDV1622G AIR FLOW CONFIG (1) |  |  | Unknown | Unknown | Unknown | Call for Quote | Call for Quote
TUDV1622G COMMON ASSY (0) | TUDV1622G COMMON ASSY (0) |  |  | Unknown | Unknown | Unknown | Call for Quote | Call for Quote
TUDV1622G DAMPER (10) | TUDV1622G DAMPER (10) |  |  | Unknown | Unknown | Unknown | Call for Quote | Call for Quote
TUDV1622G ELEC ACCY (12) | TUDV1622G ELEC ACCY (12) |  |  | Unknown | Unknown | Unknown | Call for Quote | Call for Quote
TUDV1622G ELEC HEAT (8) | TUDV1622G ELEC HEAT (8) |  |  | Unknown | Unknown | Unknown | Call for Quote | Call for Quote
TUDV1622G HEATING (9) | TUDV1622G HEATING (9) |  |  | Unknown | Unknown | Unknown | Call for Quote | Call for Quote
TUDV1622G MICROPROCESSER (2) | TUDV1622G MICROPROCESSER (2) |  |  | Unknown | Unknown | Unknown | Call for Quote | Call for Quote
TUDV1622G OTHER ACCY (11) | TUDV1622G OTHER ACCY (11) |  |  | Unknown | Unknown | Unknown | Call for Quote | Call for Quote
TUDV1622G PACKING (14) | TUDV1622G PACKING (14) |  |  | Unknown | Unknown | Unknown | Call for Quote | Call for Quote
TUDV1622G REFRIGERANT (3) | TUDV1622G REFRIGERANT (3) |  |  | Unknown | Unknown | Unknown | Call for Quote | Call for Quote
TUDV1622G TWIN-COOL VALVE (6) | TUDV1622G TWIN-COOL VALVE (6) |  |  | Unknown | Unknown | Unknown | Call for Quote | Call for Quote
TUDV1622G VERSION (4) | TUDV1622G VERSION (4) |  |  | Unknown | Unknown | Unknown | Call for Quote | Call for Quote
TUDV1622L ACCESSORIES (7) | TUDV1622L ACCESSORIES (7) |  |  | Unknown | Unknown | Unknown | Call for Quote | Call for Quote
TUDV1622L AIR FILTER (5) | TUDV1622L AIR FILTER (5) |  |  | Unknown | Unknown | Unknown | Call for Quote | Call for Quote
TUDV1622L AIR FLOW CONFIG (1) | TUDV1622L AIR FLOW CONFIG (1) |  |  | Unknown | Unknown | Unknown | Call for Quote | Call for Quote
TUDV1622L COMMON ASSY (0) | TUDV1622L COMMON ASSY (0) |  |  | Unknown | Unknown | Unknown | Call for Quote | Call for Quote
TUDV1622L DAMPER (10) | TUDV1622L DAMPER (10) |  |  | Unknown | Unknown | Unknown | Call for Quote | Call for Quote
TUDV1622L ELEC ACCY (12) | TUDV1622L ELEC ACCY (12) |  |  | Unknown | Unknown | Unknown | Call for Quote | Call for Quote
TUDV1622L ELEC HEAT (8) | TUDV1622L ELEC HEAT (8) |  |  | Unknown | Unknown | Unknown | Call for Quote | Call for Quote
TUDV1622L HEATING (9) | TUDV1622L HEATING (9) |  |  | Unknown | Unknown | Unknown | Call for Quote | Call for Quote
TUDV1622L MICROPROCESSER (2) | TUDV1622L MICROPROCESSER (2) |  |  | Unknown | Unknown | Unknown | Call for Quote | Call for Quote
TUDV1622L OTHER ACCY (11) | TUDV1622L OTHER ACCY (11) |  |  | Unknown | Unknown | Unknown | Call for Quote | Call for Quote
TUDV1622L PACKING (14) | TUDV1622L PACKING (14) |  |  | Unknown | Unknown | Unknown | Call for Quote | Call for Quote
TUDV1622L REFRIGERANT (3) | TUDV1622L REFRIGERANT (3) |  |  | Unknown | Unknown | Unknown | Call for Quote | Call for Quote
TUDV1622L TWIN-COOL VALVE (6) | TUDV1622L TWIN-COOL VALVE (6) |  |  | Unknown | Unknown | Unknown | Call for Quote | Call for Quote
TUDV1622L VERSION (4) | TUDV1622L VERSION (4) |  |  | Unknown | Unknown | Unknown | Call for Quote | Call for Quote
TUDV1822D ACCESSORIES (7) | TUDV1822D ACCESSORIES (7) |  |  | Unknown | Unknown | Unknown | Call for Quote | Call for Quote
TUDV1822D AIR FILTER (5) | TUDV1822D AIR FILTER (5) |  |  | Unknown | Unknown | Unknown | Call for Quote | Call for Quote
TUDV1822D AIR FLOW CONFIG (1) | TUDV1822D AIR FLOW CONFIG (1) |  |  | Unknown | Unknown | Unknown | Call for Quote | Call for Quote
TUDV1822D COMMON ASSY (0) | TUDV1822D COMMON ASSY (0) |  |  | Unknown | Unknown | Unknown | Call for Quote | Call for Quote
TUDV1822D DAMPER (10) | TUDV1822D DAMPER (10) |  |  | Unknown | Unknown | Unknown | Call for Quote | Call for Quote
TUDV1822D ELEC ACCY (12) | TUDV1822D ELEC ACCY (12) |  |  | Unknown | Unknown | Unknown | Call for Quote | Call for Quote
TUDV1822D ELEC HEAT (8) | TUDV1822D ELEC HEAT (8) |  |  | Unknown | Unknown | Unknown | Call for Quote | Call for Quote
TUDV1822D HEATING (9) | TUDV1822D HEATING (9) |  |  | Unknown | Unknown | Unknown | Call for Quote | Call for Quote
TUDV1822D MICROPROCESSER (2) | TUDV1822D MICROPROCESSER (2) |  |  | Unknown | Unknown | Unknown | Call for Quote | Call for Quote
TUDV1822D OTHER ACCY (11) | TUDV1822D OTHER ACCY (11) |  |  | Unknown | Unknown | Unknown | Call for Quote | Call for Quote
TUDV1822D PACKING (14) | TUDV1822D PACKING (14) |  |  | Unknown | Unknown | Unknown | Call for Quote | Call for Quote
TUDV1822D REFRIGERANT (3) | TUDV1822D REFRIGERANT (3) |  |  | Unknown | Unknown | Unknown | Call for Quote | Call for Quote
TUDV1822D TWIN-COOL VALVE (6) | TUDV1822D TWIN-COOL VALVE (6) |  |  | Unknown | Unknown | Unknown | Call for Quote | Call for Quote
TUDV1822D VERSION (4) | TUDV1822D VERSION (4) |  |  | Unknown | Unknown | Unknown | Call for Quote | Call for Quote
TUDV1822G ACCESSORIES (7) | TUDV1822G ACCESSORIES (7) |  |  | Unknown | Unknown | Unknown | Call for Quote | Call for Quote
TUDV1822G AIR FILTER (5) | TUDV1822G AIR FILTER (5) |  |  | Unknown | Unknown | Unknown | Call for Quote | Call for Quote
TUDV1822G AIR FLOW CONFIG (1) | TUDV1822G AIR FLOW CONFIG (1) |  |  | Unknown | Unknown | Unknown | Call for Quote | Call for Quote
TUDV1822G COMMON ASSY (0) | TUDV1822G COMMON ASSY (0) |  |  | Unknown | Unknown | Unknown | Call for Quote | Call for Quote
TUDV1822G DAMPER (10) | TUDV1822G DAMPER (10) |  |  | Unknown | Unknown | Unknown | Call for Quote | Call for Quote
TUDV1822G ELEC ACCY (12) | TUDV1822G ELEC ACCY (12) |  |  | Unknown | Unknown | Unknown | Call for Quote | Call for Quote
TUDV1822G ELEC HEAT (8) | TUDV1822G ELEC HEAT (8) |  |  | Unknown | Unknown | Unknown | Call for Quote | Call for Quote
TUDV1822G HEATING (9) | TUDV1822G HEATING (9) |  |  | Unknown | Unknown | Unknown | Call for Quote | Call for Quote
TUDV1822G MICROPROCESSER (2) | TUDV1822G MICROPROCESSER (2) |  |  | Unknown | Unknown | Unknown | Call for Quote | Call for Quote
TUDV1822G OTHER ACCY (11) | TUDV1822G OTHER ACCY (11) |  |  | Unknown | Unknown | Unknown | Call for Quote | Call for Quote
TUDV1822G PACKING (14) | TUDV1822G PACKING (14) |  |  | Unknown | Unknown | Unknown | Call for Quote | Call for Quote
TUDV1822G REFRIGERANT (3) | TUDV1822G REFRIGERANT (3) |  |  | Unknown | Unknown | Unknown | Call for Quote | Call for Quote
TUDV1822G TWIN-COOL VALVE (6) | TUDV1822G TWIN-COOL VALVE (6) |  |  | Unknown | Unknown | Unknown | Call for Quote | Call for Quote
TUDV1822G VERSION (4) | TUDV1822G VERSION (4) |  |  | Unknown | Unknown | Unknown | Call for Quote | Call for Quote
TUDV1822L ACCESSORIES (7) | TUDV1822L ACCESSORIES (7) |  |  | Unknown | Unknown | Unknown | Call for Quote | Call for Quote
TUDV1822L AIR FILTER (5) | TUDV1822L AIR FILTER (5) |  |  | Unknown | Unknown | Unknown | Call for Quote | Call for Quote
TUDV1822L AIR FLOW CONFIG (1) | TUDV1822L AIR FLOW CONFIG (1) |  |  | Unknown | Unknown | Unknown | Call for Quote | Call for Quote
TUDV1822L COMMON ASSY (0) | TUDV1822L COMMON ASSY (0) |  |  | Unknown | Unknown | Unknown | Call for Quote | Call for Quote
TUDV1822L DAMPER (10) | TUDV1822L DAMPER (10) |  |  | Unknown | Unknown | Unknown | Call for Quote | Call for Quote
TUDV1822L ELEC ACCY (12) | TUDV1822L ELEC ACCY (12) |  |  | Unknown | Unknown | Unknown | Call for Quote | Call for Quote
TUDV1822L ELEC HEAT (8) | TUDV1822L ELEC HEAT (8) |  |  | Unknown | Unknown | Unknown | Call for Quote | Call for Quote
TUDV1822L HEATING (9) | TUDV1822L HEATING (9) |  |  | Unknown | Unknown | Unknown | Call for Quote | Call for Quote
TUDV1822L MICROPROCESSER (2) | TUDV1822L MICROPROCESSER (2) |  |  | Unknown | Unknown | Unknown | Call for Quote | Call for Quote
TUDV1822L OTHER ACCY (11) | TUDV1822L OTHER ACCY (11) |  |  | Unknown | Unknown | Unknown | Call for Quote | Call for Quote
TUDV1822L PACKING (14) | TUDV1822L PACKING (14) |  |  | Unknown | Unknown | Unknown | Call for Quote | Call for Quote
TUDV1822L REFRIGERANT (3) | TUDV1822L REFRIGERANT (3) |  |  | Unknown | Unknown | Unknown | Call for Quote | Call for Quote
TUDV1822L TWIN-COOL VALVE (6) | TUDV1822L TWIN-COOL VALVE (6) |  |  | Unknown | Unknown | Unknown | Call for Quote | Call for Quote
TUDV1822L VERSION (4) | TUDV1822L VERSION (4) |  |  | Unknown | Unknown | Unknown | Call for Quote | Call for Quote
TUDV2242D ACCESSORIES (7) | TUDV2242D ACCESSORIES (7) |  |  | Unknown | Unknown | Unknown | Call for Quote | Call for Quote
TUDV2242D AIR FILTER (5) | TUDV2242D AIR FILTER (5) |  |  | Unknown | Unknown | Unknown | Call for Quote | Call for Quote
TUDV2242D AIR FLOW CONFIG (1) | TUDV2242D AIR FLOW CONFIG (1) |  |  | Unknown | Unknown | Unknown | Call for Quote | Call for Quote
TUDV2242D COMMON ASSY (0) | TUDV2242D COMMON ASSY (0) |  |  | Unknown | Unknown | Unknown | Call for Quote | Call for Quote
TUDV2242D DAMPER (10) | TUDV2242D DAMPER (10) |  |  | Unknown | Unknown | Unknown | Call for Quote | Call for Quote
TUDV2242D ELEC HEAT (8) | TUDV2242D ELEC HEAT (8) |  |  | Unknown | Unknown | Unknown | Call for Quote | Call for Quote
TUDV2242D HEATING (9) | TUDV2242D HEATING (9) |  |  | Unknown | Unknown | Unknown | Call for Quote | Call for Quote
TUDV2242D MICROPROCESSER (2) | TUDV2242D MICROPROCESSER (2) |  |  | Unknown | Unknown | Unknown | Call for Quote | Call for Quote
TUDV2242D OTHER ACCY (11) | TUDV2242D OTHER ACCY (11) |  |  | Unknown | Unknown | Unknown | Call for Quote | Call for Quote
TUDV2242D PACKING (14) | TUDV2242D PACKING (14) |  |  | Unknown | Unknown | Unknown | Call for Quote | Call for Quote
TUDV2242D REFRIGERANT (3) | TUDV2242D REFRIGERANT (3) |  |  | Unknown | Unknown | Unknown | Call for Quote | Call for Quote
TUDV2242D TWIN-COOL VALVE (6) | TUDV2242D TWIN-COOL VALVE (6) |  |  | Unknown | Unknown | Unknown | Call for Quote | Call for Quote
TUDV2242D VERSION (4) | TUDV2242D VERSION (4) |  |  | Unknown | Unknown | Unknown | Call for Quote | Call for Quote
TUDV2242G ACCESSORIES (7) | TUDV2242G ACCESSORIES (7) |  |  | Unknown | Unknown | Unknown | Call for Quote | Call for Quote
TUDV2242G AIR FILTER (5) | TUDV2242G AIR FILTER (5) |  |  | Unknown | Unknown | Unknown | Call for Quote | Call for Quote
TUDV2242G AIR FLOW CONFIG (1) | TUDV2242G AIR FLOW CONFIG (1) |  |  | Unknown | Unknown | Unknown | Call for Quote | Call for Quote
TUDV2242G COMMON ASSY (0) | TUDV2242G COMMON ASSY (0) |  |  | Unknown | Unknown | Unknown | Call for Quote | Call for Quote
TUDV2242G DAMPER (10) | TUDV2242G DAMPER (10) |  |  | Unknown | Unknown | Unknown | Call for Quote | Call for Quote
TUDV2242G ELEC ACCY (12) | TUDV2242G ELEC ACCY (12) |  |  | Unknown | Unknown | Unknown | Call for Quote | Call for Quote
TUDV2242G ELEC HEAT (8) | TUDV2242G ELEC HEAT (8) |  |  | Unknown | Unknown | Unknown | Call for Quote | Call for Quote
TUDV2242G HEATING (9) | TUDV2242G HEATING (9) |  |  | Unknown | Unknown | Unknown | Call for Quote | Call for Quote
TUDV2242G MICROPROCESSER (2) | TUDV2242G MICROPROCESSER (2) |  |  | Unknown | Unknown | Unknown | Call for Quote | Call for Quote
TUDV2242G OTHER ACCY (11) | TUDV2242G OTHER ACCY (11) |  |  | Unknown | Unknown | Unknown | Call for Quote | Call for Quote
TUDV2242G PACKING (14) | TUDV2242G PACKING (14) |  |  | Unknown | Unknown | Unknown | Call for Quote | Call for Quote
TUDV2242G REFRIGERANT (3) | TUDV2242G REFRIGERANT (3) |  |  | Unknown | Unknown | Unknown | Call for Quote | Call for Quote
TUDV2242G TWIN-COOL VALVE (6) | TUDV2242G TWIN-COOL VALVE (6) |  |  | Unknown | Unknown | Unknown | Call for Quote | Call for Quote
TUDV2242G VERSION (4) | TUDV2242G VERSION (4) |  |  | Unknown | Unknown | Unknown | Call for Quote | Call for Quote
TUDV2242L ACCESSORIES (7) | TUDV2242L ACCESSORIES (7) |  |  | Unknown | Unknown | Unknown | Call for Quote | Call for Quote
TUDV2242L AIR FILTER (5) | TUDV2242L AIR FILTER (5) |  |  | Unknown | Unknown | Unknown | Call for Quote | Call for Quote
TUDV2242L AIR FLOW CONFIG (1) | TUDV2242L AIR FLOW CONFIG (1) |  |  | Unknown | Unknown | Unknown | Call for Quote | Call for Quote
TUDV2242L COMMON ASSY (0) | TUDV2242L COMMON ASSY (0) |  |  | Unknown | Unknown | Unknown | Call for Quote | Call for Quote
TUDV2242L DAMPER (10) | TUDV2242L DAMPER (10) |  |  | Unknown | Unknown | Unknown | Call for Quote | Call for Quote
TUDV2242L ELEC ACCY (12) | TUDV2242L ELEC ACCY (12) |  |  | Unknown | Unknown | Unknown | Call for Quote | Call for Quote
TUDV2242L ELEC HEAT (8) | TUDV2242L ELEC HEAT (8) |  |  | Unknown | Unknown | Unknown | Call for Quote | Call for Quote
TUDV2242L HEATING (9) | TUDV2242L HEATING (9) |  |  | Unknown | Unknown | Unknown | Call for Quote | Call for Quote
TUDV2242L MICROPROCESSER (2) | TUDV2242L MICROPROCESSER (2) |  |  | Unknown | Unknown | Unknown | Call for Quote | Call for Quote
TUDV2242L OTHER ACCY (11) | TUDV2242L OTHER ACCY (11) |  |  | Unknown | Unknown | Unknown | Call for Quote | Call for Quote
TUDV2242L PACKING (14) | TUDV2242L PACKING (14) |  |  | Unknown | Unknown | Unknown | Call for Quote | Call for Quote
TUDV2242L REFRIGERANT (3) | TUDV2242L REFRIGERANT (3) |  |  | Unknown | Unknown | Unknown | Call for Quote | Call for Quote
TUDV2242L TWIN-COOL VALVE (6) | TUDV2242L TWIN-COOL VALVE (6) |  |  | Unknown | Unknown | Unknown | Call for Quote | Call for Quote
TUDV2242L VERSION (4) | TUDV2242L VERSION (4) |  |  | Unknown | Unknown | Unknown | Call for Quote | Call for Quote
TUDV2542D ACCESSORIES (7) | TUDV2542D ACCESSORIES (7) |  |  | Unknown | Unknown | Unknown | Call for Quote | Call for Quote
TUDV2542D AIR FILTER (5) | TUDV2542D AIR FILTER (5) |  |  | Unknown | Unknown | Unknown | Call for Quote | Call for Quote
TUDV2542D AIR FLOW CONFIG (1) | TUDV2542D AIR FLOW CONFIG (1) |  |  | Unknown | Unknown | Unknown | Call for Quote | Call for Quote
TUDV2542D COMMON ASSY (0) | TUDV2542D COMMON ASSY (0) |  |  | Unknown | Unknown | Unknown | Call for Quote | Call for Quote
TUDV2542D DAMPER (10) | TUDV2542D DAMPER (10) |  |  | Unknown | Unknown | Unknown | Call for Quote | Call for Quote
TUDV2542D ELEC HEAT (8) | TUDV2542D ELEC HEAT (8) |  |  | Unknown | Unknown | Unknown | Call for Quote | Call for Quote
TUDV2542D HEATING (9) | TUDV2542D HEATING (9) |  |  | Unknown | Unknown | Unknown | Call for Quote | Call for Quote
TUDV2542D MICROPROCESSER (2) | TUDV2542D MICROPROCESSER (2) |  |  | Unknown | Unknown | Unknown | Call for Quote | Call for Quote
TUDV2542D OTHER ACCY (11) | TUDV2542D OTHER ACCY (11) |  |  | Unknown | Unknown | Unknown | Call for Quote | Call for Quote
TUDV2542D PACKING (14) | TUDV2542D PACKING (14) |  |  | Unknown | Unknown | Unknown | Call for Quote | Call for Quote
TUDV2542D REFRIGERANT (3) | TUDV2542D REFRIGERANT (3) |  |  | Unknown | Unknown | Unknown | Call for Quote | Call for Quote
TUDV2542D TWIN-COOL VALVE (6) | TUDV2542D TWIN-COOL VALVE (6) |  |  | Unknown | Unknown | Unknown | Call for Quote | Call for Quote
TUDV2542D VERSION (4) | TUDV2542D VERSION (4) |  |  | Unknown | Unknown | Unknown | Call for Quote | Call for Quote
TUDV2542G ACCESSORIES (7) | TUDV2542G ACCESSORIES (7) |  |  | Unknown | Unknown | Unknown | Call for Quote | Call for Quote
TUDV2542G AIR FILTER (5) | TUDV2542G AIR FILTER (5) |  |  | Unknown | Unknown | Unknown | Call for Quote | Call for Quote
TUDV2542G AIR FLOW CONFIG (1) | TUDV2542G AIR FLOW CONFIG (1) |  |  | Unknown | Unknown | Unknown | Call for Quote | Call for Quote
TUDV2542G COMMON ASSY (0) | TUDV2542G COMMON ASSY (0) |  |  | Unknown | Unknown | Unknown | Call for Quote | Call for Quote
TUDV2542G DAMPER (10) | TUDV2542G DAMPER (10) |  |  | Unknown | Unknown | Unknown | Call for Quote | Call for Quote
TUDV2542G ELEC HEAT (8) | TUDV2542G ELEC HEAT (8) |  |  | Unknown | Unknown | Unknown | Call for Quote | Call for Quote
TUDV2542G HEATING (9) | TUDV2542G HEATING (9) |  |  | Unknown | Unknown | Unknown | Call for Quote | Call for Quote
TUDV2542G MICROPROCESSER (2) | TUDV2542G MICROPROCESSER (2) |  |  | Unknown | Unknown | Unknown | Call for Quote | Call for Quote
TUDV2542G OTHER ACCY (11) | TUDV2542G OTHER ACCY (11) |  |  | Unknown | Unknown | Unknown | Call for Quote | Call for Quote
TUDV2542G PACKING (14) | TUDV2542G PACKING (14) |  |  | Unknown | Unknown | Unknown | Call for Quote | Call for Quote
TUDV2542G REFRIGERANT (3) | TUDV2542G REFRIGERANT (3) |  |  | Unknown | Unknown | Unknown | Call for Quote | Call for Quote
TUDV2542G TWIN-COOL VALVE (6) | TUDV2542G TWIN-COOL VALVE (6) |  |  | Unknown | Unknown | Unknown | Call for Quote | Call for Quote
TUDV2542G VERSION (4) | TUDV2542G VERSION (4) |  |  | Unknown | Unknown | Unknown | Call for Quote | Call for Quote
TUDV2542L ACCESSORIES (7) | TUDV2542L ACCESSORIES (7) |  |  | Unknown | Unknown | Unknown | Call for Quote | Call for Quote
TUDV2542L AIR FILTER (5) | TUDV2542L AIR FILTER (5) |  |  | Unknown | Unknown | Unknown | Call for Quote | Call for Quote
TUDV2542L AIR FLOW CONFIG (1) | TUDV2542L AIR FLOW CONFIG (1) |  |  | Unknown | Unknown | Unknown | Call for Quote | Call for Quote
TUDV2542L COMMON ASSY (0) | TUDV2542L COMMON ASSY (0) |  |  | Unknown | Unknown | Unknown | Call for Quote | Call for Quote
TUDV2542L DAMPER (10) | TUDV2542L DAMPER (10) |  |  | Unknown | Unknown | Unknown | Call for Quote | Call for Quote
TUDV2542L ELEC ACCY (12) | TUDV2542L ELEC ACCY (12) |  |  | Unknown | Unknown | Unknown | Call for Quote | Call for Quote
TUDV2542L ELEC HEAT (8) | TUDV2542L ELEC HEAT (8) |  |  | Unknown | Unknown | Unknown | Call for Quote | Call for Quote
TUDV2542L HEATING (9) | TUDV2542L HEATING (9) |  |  | Unknown | Unknown | Unknown | Call for Quote | Call for Quote
TUDV2542L MICROPROCESSER (2) | TUDV2542L MICROPROCESSER (2) |  |  | Unknown | Unknown | Unknown | Call for Quote | Call for Quote
TUDV2542L OTHER ACCY (11) | TUDV2542L OTHER ACCY (11) |  |  | Unknown | Unknown | Unknown | Call for Quote | Call for Quote
TUDV2542L PACKING (14) | TUDV2542L PACKING (14) |  |  | Unknown | Unknown | Unknown | Call for Quote | Call for Quote
TUDV2542L REFRIGERANT (3) | TUDV2542L REFRIGERANT (3) |  |  | Unknown | Unknown | Unknown | Call for Quote | Call for Quote
TUDV2542L TWIN-COOL VALVE (6) | TUDV2542L TWIN-COOL VALVE (6) |  |  | Unknown | Unknown | Unknown | Call for Quote | Call for Quote
TUDV2542L VERSION (4) | TUDV2542L VERSION (4) |  |  | Unknown | Unknown | Unknown | Call for Quote | Call for Quote
TUDV2842D ACCESSORIES (7) | TUDV2842D ACCESSORIES (7) |  |  | Unknown | Unknown | Unknown | Call for Quote | Call for Quote
TUDV2842D AIR FILTER (5) | TUDV2842D AIR FILTER (5) |  |  | Unknown | Unknown | Unknown | Call for Quote | Call for Quote
TUDV2842D AIR FLOW CONFIG (1) | TUDV2842D AIR FLOW CONFIG (1) |  |  | Unknown | Unknown | Unknown | Call for Quote | Call for Quote
TUDV2842D COMMON ASSY (0) | TUDV2842D COMMON ASSY (0) |  |  | Unknown | Unknown | Unknown | Call for Quote | Call for Quote
TUDV2842D DAMPER (10) | TUDV2842D DAMPER (10) |  |  | Unknown | Unknown | Unknown | Call for Quote | Call for Quote
TUDV2842D ELEC ACCY (12) | TUDV2842D ELEC ACCY (12) |  |  | Unknown | Unknown | Unknown | Call for Quote | Call for Quote
TUDV2842D ELEC HEAT (8) | TUDV2842D ELEC HEAT (8) |  |  | Unknown | Unknown | Unknown | Call for Quote | Call for Quote
TUDV2842D HEATING (9) | TUDV2842D HEATING (9) |  |  | Unknown | Unknown | Unknown | Call for Quote | Call for Quote
TUDV2842D MICROPROCESSER (2) | TUDV2842D MICROPROCESSER (2) |  |  | Unknown | Unknown | Unknown | Call for Quote | Call for Quote
TUDV2842D OTHER ACCY (11) | TUDV2842D OTHER ACCY (11) |  |  | Unknown | Unknown | Unknown | Call for Quote | Call for Quote
TUDV2842D PACKING (14) | TUDV2842D PACKING (14) |  |  | Unknown | Unknown | Unknown | Call for Quote | Call for Quote
TUDV2842D REFRIGERANT (3) | TUDV2842D REFRIGERANT (3) |  |  | Unknown | Unknown | Unknown | Call for Quote | Call for Quote
TUDV2842D TWIN-COOL VALVE (6) | TUDV2842D TWIN-COOL VALVE (6) |  |  | Unknown | Unknown | Unknown | Call for Quote | Call for Quote
TUDV2842D VERSION (4) | TUDV2842D VERSION (4) |  |  | Unknown | Unknown | Unknown | Call for Quote | Call for Quote
TUDV2842G ACCESSORIES (7) | TUDV2842G ACCESSORIES (7) |  |  | Unknown | Unknown | Unknown | Call for Quote | Call for Quote
TUDV2842G AIR FILTER (5) | TUDV2842G AIR FILTER (5) |  |  | Unknown | Unknown | Unknown | Call for Quote | Call for Quote
TUDV2842G AIR FLOW CONFIG (1) | TUDV2842G AIR FLOW CONFIG (1) |  |  | Unknown | Unknown | Unknown | Call for Quote | Call for Quote
TUDV2842G COMMON ASSY (0) | TUDV2842G COMMON ASSY (0) |  |  | Unknown | Unknown | Unknown | Call for Quote | Call for Quote
TUDV2842G DAMPER (10) | TUDV2842G DAMPER (10) |  |  | Unknown | Unknown | Unknown | Call for Quote | Call for Quote
TUDV2842G ELEC ACCY (12) | TUDV2842G ELEC ACCY (12) |  |  | Unknown | Unknown | Unknown | Call for Quote | Call for Quote
TUDV2842G ELEC HEAT (8) | TUDV2842G ELEC HEAT (8) |  |  | Unknown | Unknown | Unknown | Call for Quote | Call for Quote
TUDV2842G HEATING (9) | TUDV2842G HEATING (9) |  |  | Unknown | Unknown | Unknown | Call for Quote | Call for Quote
TUDV2842G MICROPROCESSER (2) | TUDV2842G MICROPROCESSER (2) |  |  | Unknown | Unknown | Unknown | Call for Quote | Call for Quote
TUDV2842G OTHER ACCY (11) | TUDV2842G OTHER ACCY (11) |  |  | Unknown | Unknown | Unknown | Call for Quote | Call for Quote
TUDV2842G PACKING (14) | TUDV2842G PACKING (14) |  |  | Unknown | Unknown | Unknown | Call for Quote | Call for Quote
TUDV2842G REFRIGERANT (3) | TUDV2842G REFRIGERANT (3) |  |  | Unknown | Unknown | Unknown | Call for Quote | Call for Quote
TUDV2842G TWIN-COOL VALVE (6) | TUDV2842G TWIN-COOL VALVE (6) |  |  | Unknown | Unknown | Unknown | Call for Quote | Call for Quote
TUDV2842G VERSION (4) | TUDV2842G VERSION (4) |  |  | Unknown | Unknown | Unknown | Call for Quote | Call for Quote
TUDV2842L ACCESSORIES (7) | TUDV2842L ACCESSORIES (7) |  |  | Unknown | Unknown | Unknown | Call for Quote | Call for Quote
TUDV2842L AIR FILTER (5) | TUDV2842L AIR FILTER (5) |  |  | Unknown | Unknown | Unknown | Call for Quote | Call for Quote
TUDV2842L AIR FLOW CONFIG (1) | TUDV2842L AIR FLOW CONFIG (1) |  |  | Unknown | Unknown | Unknown | Call for Quote | Call for Quote
TUDV2842L COMMON ASSY (0) | TUDV2842L COMMON ASSY (0) |  |  | Unknown | Unknown | Unknown | Call for Quote | Call for Quote
TUDV2842L DAMPER (10) | TUDV2842L DAMPER (10) |  |  | Unknown | Unknown | Unknown | Call for Quote | Call for Quote
TUDV2842L ELEC ACCY (12) | TUDV2842L ELEC ACCY (12) |  |  | Unknown | Unknown | Unknown | Call for Quote | Call for Quote
TUDV2842L ELEC HEAT (8) | TUDV2842L ELEC HEAT (8) |  |  | Unknown | Unknown | Unknown | Call for Quote | Call for Quote
TUDV2842L HEATING (9) | TUDV2842L HEATING (9) |  |  | Unknown | Unknown | Unknown | Call for Quote | Call for Quote
TUDV2842L MICROPROCESSER (2) | TUDV2842L MICROPROCESSER (2) |  |  | Unknown | Unknown | Unknown | Call for Quote | Call for Quote
TUDV2842L OTHER ACCY (11) | TUDV2842L OTHER ACCY (11) |  |  | Unknown | Unknown | Unknown | Call for Quote | Call for Quote
TUDV2842L PACKING (14) | TUDV2842L PACKING (14) |  |  | Unknown | Unknown | Unknown | Call for Quote | Call for Quote
TUDV2842L REFRIGERANT (3) | TUDV2842L REFRIGERANT (3) |  |  | Unknown | Unknown | Unknown | Call for Quote | Call for Quote
TUDV2842L TWIN-COOL VALVE (6) | TUDV2842L TWIN-COOL VALVE (6) |  |  | Unknown | Unknown | Unknown | Call for Quote | Call for Quote
TUDV2842L VERSION (4) | TUDV2842L VERSION (4) |  |  | Unknown | Unknown | Unknown | Call for Quote | Call for Quote
TUEV0511D ACCESSORIES (7) | TUEV0511D ACCESSORIES (7) |  |  | Unknown | Unknown | Unknown | Call for Quote | Call for Quote
TUEV0511D AIR FILTER (5) | TUEV0511D AIR FILTER (5) |  |  | Unknown | Unknown | Unknown | Call for Quote | Call for Quote
TUEV0511D AIR FLOW CONFIG (1) | TUEV0511D AIR FLOW CONFIG (1) |  |  | Unknown | Unknown | Unknown | Call for Quote | Call for Quote
TUEV0511D COMMON ASSY (0) | TUEV0511D COMMON ASSY (0) |  |  | Unknown | Unknown | Unknown | Call for Quote | Call for Quote
TUEV0511D DAMPER (10) | TUEV0511D DAMPER (10) |  |  | Unknown | Unknown | Unknown | Call for Quote | Call for Quote
TUEV0511D ELEC ACCY (12) | TUEV0511D ELEC ACCY (12) |  |  | Unknown | Unknown | Unknown | Call for Quote | Call for Quote
TUEV0511D ELEC HEAT (8) | TUEV0511D ELEC HEAT (8) |  |  | Unknown | Unknown | Unknown | Call for Quote | Call for Quote
TUEV0511D HEATING (9) | TUEV0511D HEATING (9) |  |  | Unknown | Unknown | Unknown | Call for Quote | Call for Quote
TUEV0511D MICROPROCESSER (2) | TUEV0511D MICROPROCESSER (2) |  |  | Unknown | Unknown | Unknown | Call for Quote | Call for Quote
TUEV0511D PACKING (14) | TUEV0511D PACKING (14) |  |  | Unknown | Unknown | Unknown | Call for Quote | Call for Quote
TUEV0511D REFRIGERANT (3) | TUEV0511D REFRIGERANT (3) |  |  | Unknown | Unknown | Unknown | Call for Quote | Call for Quote
TUEV0511D VERSION (4) | TUEV0511D VERSION (4) |  |  | Unknown | Unknown | Unknown | Call for Quote | Call for Quote
TUEV0511G ACCESSORIES (7) | TUEV0511G ACCESSORIES (7) |  |  | Unknown | Unknown | Unknown | Call for Quote | Call for Quote
TUEV0511G AIR FILTER (5) | TUEV0511G AIR FILTER (5) |  |  | Unknown | Unknown | Unknown | Call for Quote | Call for Quote
TUEV0511G AIR FLOW CONFIG (1) | TUEV0511G AIR FLOW CONFIG (1) |  |  | Unknown | Unknown | Unknown | Call for Quote | Call for Quote
TUEV0511G COMMON ASSY (0) | TUEV0511G COMMON ASSY (0) |  |  | Unknown | Unknown | Unknown | Call for Quote | Call for Quote
TUEV0511G DAMPER (10) | TUEV0511G DAMPER (10) |  |  | Unknown | Unknown | Unknown | Call for Quote | Call for Quote
TUEV0511G ELEC ACCY (12) | TUEV0511G ELEC ACCY (12) |  |  | Unknown | Unknown | Unknown | Call for Quote | Call for Quote
TUEV0511G ELEC HEAT (8) | TUEV0511G ELEC HEAT (8) |  |  | Unknown | Unknown | Unknown | Call for Quote | Call for Quote
TUEV0511G HEATING (9) | TUEV0511G HEATING (9) |  |  | Unknown | Unknown | Unknown | Call for Quote | Call for Quote
TUEV0511G MICROPROCESSER (2) | TUEV0511G MICROPROCESSER (2) |  |  | Unknown | Unknown | Unknown | Call for Quote | Call for Quote
TUEV0511G PACKING (14) | TUEV0511G PACKING (14) |  |  | Unknown | Unknown | Unknown | Call for Quote | Call for Quote
TUEV0511G REFRIGERANT (3) | TUEV0511G REFRIGERANT (3) |  |  | Unknown | Unknown | Unknown | Call for Quote | Call for Quote
TUEV0511G VERSION (4) | TUEV0511G VERSION (4) |  |  | Unknown | Unknown | Unknown | Call for Quote | Call for Quote
TUEV0511L ACCESSORIES (7) | TUEV0511L ACCESSORIES (7) |  |  | Unknown | Unknown | Unknown | Call for Quote | Call for Quote
TUEV0511L AIR FILTER (5) | TUEV0511L AIR FILTER (5) |  |  | Unknown | Unknown | Unknown | Call for Quote | Call for Quote
TUEV0511L AIR FLOW CONFIG (1) | TUEV0511L AIR FLOW CONFIG (1) |  |  | Unknown | Unknown | Unknown | Call for Quote | Call for Quote
TUEV0511L COMMON ASSY (0) | TUEV0511L COMMON ASSY (0) |  |  | Unknown | Unknown | Unknown | Call for Quote | Call for Quote
TUEV0511L DAMPER (10) | TUEV0511L DAMPER (10) |  |  | Unknown | Unknown | Unknown | Call for Quote | Call for Quote
TUEV0511L ELEC ACCY (12) | TUEV0511L ELEC ACCY (12) |  |  | Unknown | Unknown | Unknown | Call for Quote | Call for Quote
TUEV0511L ELEC HEAT (8) | TUEV0511L ELEC HEAT (8) |  |  | Unknown | Unknown | Unknown | Call for Quote | Call for Quote
TUEV0511L HEATING (9) | TUEV0511L HEATING (9) |  |  | Unknown | Unknown | Unknown | Call for Quote | Call for Quote
TUEV0511L MICROPROCESSER (2) | TUEV0511L MICROPROCESSER (2) |  |  | Unknown | Unknown | Unknown | Call for Quote | Call for Quote
TUEV0511L PACKING (14) | TUEV0511L PACKING (14) |  |  | Unknown | Unknown | Unknown | Call for Quote | Call for Quote
TUEV0511L REFRIGERANT (3) | TUEV0511L REFRIGERANT (3) |  |  | Unknown | Unknown | Unknown | Call for Quote | Call for Quote
TUEV0511L VERSION (4) | TUEV0511L VERSION (4) |  |  | Unknown | Unknown | Unknown | Call for Quote | Call for Quote
TUEV0611D ACCESSORIES (7) | TUEV0611D ACCESSORIES (7) |  |  | Unknown | Unknown | Unknown | Call for Quote | Call for Quote
TUEV0611D AIR FILTER (5) | TUEV0611D AIR FILTER (5) |  |  | Unknown | Unknown | Unknown | Call for Quote | Call for Quote
TUEV0611D AIR FLOW CONFIG (1) | TUEV0611D AIR FLOW CONFIG (1) |  |  | Unknown | Unknown | Unknown | Call for Quote | Call for Quote
TUEV0611D COMMON ASSY (0) | TUEV0611D COMMON ASSY (0) |  |  | Unknown | Unknown | Unknown | Call for Quote | Call for Quote
TUEV0611D DAMPER (10) | TUEV0611D DAMPER (10) |  |  | Unknown | Unknown | Unknown | Call for Quote | Call for Quote
TUEV0611D ELEC ACCY (12) | TUEV0611D ELEC ACCY (12) |  |  | Unknown | Unknown | Unknown | Call for Quote | Call for Quote
TUEV0611D ELEC HEAT (8) | TUEV0611D ELEC HEAT (8) |  |  | Unknown | Unknown | Unknown | Call for Quote | Call for Quote
TUEV0611D HEATING (9) | TUEV0611D HEATING (9) |  |  | Unknown | Unknown | Unknown | Call for Quote | Call for Quote
TUEV0611D MICROPROCESSER (2) | TUEV0611D MICROPROCESSER (2) |  |  | Unknown | Unknown | Unknown | Call for Quote | Call for Quote
TUEV0611D PACKING (14) | TUEV0611D PACKING (14) |  |  | Unknown | Unknown | Unknown | Call for Quote | Call for Quote
TUEV0611D REFRIGERANT (3) | TUEV0611D REFRIGERANT (3) |  |  | Unknown | Unknown | Unknown | Call for Quote | Call for Quote
TUEV0611D VERSION (4) | TUEV0611D VERSION (4) |  |  | Unknown | Unknown | Unknown | Call for Quote | Call for Quote
TUEV0611G ACCESSORIES (7) | TUEV0611G ACCESSORIES (7) |  |  | Unknown | Unknown | Unknown | Call for Quote | Call for Quote
TUEV0611G AIR FILTER (5) | TUEV0611G AIR FILTER (5) |  |  | Unknown | Unknown | Unknown | Call for Quote | Call for Quote
TUEV0611G AIR FLOW CONFIG (1) | TUEV0611G AIR FLOW CONFIG (1) |  |  | Unknown | Unknown | Unknown | Call for Quote | Call for Quote
TUEV0611G COMMON ASSY (0) | TUEV0611G COMMON ASSY (0) |  |  | Unknown | Unknown | Unknown | Call for Quote | Call for Quote
TUEV0611G DAMPER (10) | TUEV0611G DAMPER (10) |  |  | Unknown | Unknown | Unknown | Call for Quote | Call for Quote
TUEV0611G ELEC ACCY (12) | TUEV0611G ELEC ACCY (12) |  |  | Unknown | Unknown | Unknown | Call for Quote | Call for Quote
TUEV0611G ELEC HEAT (8) | TUEV0611G ELEC HEAT (8) |  |  | Unknown | Unknown | Unknown | Call for Quote | Call for Quote
TUEV0611G HEATING (9) | TUEV0611G HEATING (9) |  |  | Unknown | Unknown | Unknown | Call for Quote | Call for Quote
TUEV0611G MICROPROCESSER (2) | TUEV0611G MICROPROCESSER (2) |  |  | Unknown | Unknown | Unknown | Call for Quote | Call for Quote
TUEV0611G PACKING (14) | TUEV0611G PACKING (14) |  |  | Unknown | Unknown | Unknown | Call for Quote | Call for Quote
TUEV0611G REFRIGERANT (3) | TUEV0611G REFRIGERANT (3) |  |  | Unknown | Unknown | Unknown | Call for Quote | Call for Quote
TUEV0611G VERSION (4) | TUEV0611G VERSION (4) |  |  | Unknown | Unknown | Unknown | Call for Quote | Call for Quote
TUEV0611L ACCESSORIES (7) | TUEV0611L ACCESSORIES (7) |  |  | Unknown | Unknown | Unknown | Call for Quote | Call for Quote
TUEV0611L AIR FILTER (5) | TUEV0611L AIR FILTER (5) |  |  | Unknown | Unknown | Unknown | Call for Quote | Call for Quote
TUEV0611L AIR FLOW CONFIG (1) | TUEV0611L AIR FLOW CONFIG (1) |  |  | Unknown | Unknown | Unknown | Call for Quote | Call for Quote
TUEV0611L COMMON ASSY (0) | TUEV0611L COMMON ASSY (0) |  |  | Unknown | Unknown | Unknown | Call for Quote | Call for Quote
TUEV0611L DAMPER (10) | TUEV0611L DAMPER (10) |  |  | Unknown | Unknown | Unknown | Call for Quote | Call for Quote
TUEV0611L ELEC ACCY (12) | TUEV0611L ELEC ACCY (12) |  |  | Unknown | Unknown | Unknown | Call for Quote | Call for Quote
TUEV0611L ELEC HEAT (8) | TUEV0611L ELEC HEAT (8) |  |  | Unknown | Unknown | Unknown | Call for Quote | Call for Quote
TUEV0611L HEATING (9) | TUEV0611L HEATING (9) |  |  | Unknown | Unknown | Unknown | Call for Quote | Call for Quote
TUEV0611L MICROPROCESSER (2) | TUEV0611L MICROPROCESSER (2) |  |  | Unknown | Unknown | Unknown | Call for Quote | Call for Quote
TUEV0611L PACKING (14) | TUEV0611L PACKING (14) |  |  | Unknown | Unknown | Unknown | Call for Quote | Call for Quote
TUEV0611L REFRIGERANT (3) | TUEV0611L REFRIGERANT (3) |  |  | Unknown | Unknown | Unknown | Call for Quote | Call for Quote
TUEV0611L VERSION (4) | TUEV0611L VERSION (4) |  |  | Unknown | Unknown | Unknown | Call for Quote | Call for Quote
TUEV0921D ACCESSORIES (7) | TUEV0921D ACCESSORIES (7) |  |  | Unknown | Unknown | Unknown | Call for Quote | Call for Quote
TUEV0921D AIR FILTER (5) | TUEV0921D AIR FILTER (5) |  |  | Unknown | Unknown | Unknown | Call for Quote | Call for Quote
TUEV0921D AIR FLOW CONFIG (1) | TUEV0921D AIR FLOW CONFIG (1) |  |  | Unknown | Unknown | Unknown | Call for Quote | Call for Quote
TUEV0921D COMMON ASSY (0) | TUEV0921D COMMON ASSY (0) |  |  | Unknown | Unknown | Unknown | Call for Quote | Call for Quote
TUEV0921D DAMPER (10) | TUEV0921D DAMPER (10) |  |  | Unknown | Unknown | Unknown | Call for Quote | Call for Quote
TUEV0921D ELEC ACCY (12) | TUEV0921D ELEC ACCY (12) |  |  | Unknown | Unknown | Unknown | Call for Quote | Call for Quote
TUEV0921D ELEC HEAT (8) | TUEV0921D ELEC HEAT (8) |  |  | Unknown | Unknown | Unknown | Call for Quote | Call for Quote
TUEV0921D MICROPROCESSER (2) | TUEV0921D MICROPROCESSER (2) |  |  | Unknown | Unknown | Unknown | Call for Quote | Call for Quote
TUEV0921D PACKING (14) | TUEV0921D PACKING (14) |  |  | Unknown | Unknown | Unknown | Call for Quote | Call for Quote
TUEV0921D REFRIGERANT (3) | TUEV0921D REFRIGERANT (3) |  |  | Unknown | Unknown | Unknown | Call for Quote | Call for Quote
TUEV0921D VERSION (4) | TUEV0921D VERSION (4) |  |  | Unknown | Unknown | Unknown | Call for Quote | Call for Quote
TUEV0921G ACCESSORIES (7) | TUEV0921G ACCESSORIES (7) |  |  | Unknown | Unknown | Unknown | Call for Quote | Call for Quote
TUEV0921G AIR FILTER (5) | TUEV0921G AIR FILTER (5) |  |  | Unknown | Unknown | Unknown | Call for Quote | Call for Quote
TUEV0921G AIR FLOW CONFIG (1) | TUEV0921G AIR FLOW CONFIG (1) |  |  | Unknown | Unknown | Unknown | Call for Quote | Call for Quote
TUEV0921G COMMON ASSY (0) | TUEV0921G COMMON ASSY (0) |  |  | Unknown | Unknown | Unknown | Call for Quote | Call for Quote
TUEV0921G DAMPER (10) | TUEV0921G DAMPER (10) |  |  | Unknown | Unknown | Unknown | Call for Quote | Call for Quote
TUEV0921G ELEC ACCY (12) | TUEV0921G ELEC ACCY (12) |  |  | Unknown | Unknown | Unknown | Call for Quote | Call for Quote
TUEV0921G ELEC HEAT (8) | TUEV0921G ELEC HEAT (8) |  |  | Unknown | Unknown | Unknown | Call for Quote | Call for Quote
TUEV0921G HEATING (9) | TUEV0921G HEATING (9) |  |  | Unknown | Unknown | Unknown | Call for Quote | Call for Quote
TUEV0921G MICROPROCESSER (2) | TUEV0921G MICROPROCESSER (2) |  |  | Unknown | Unknown | Unknown | Call for Quote | Call for Quote
TUEV0921G PACKING (14) | TUEV0921G PACKING (14) |  |  | Unknown | Unknown | Unknown | Call for Quote | Call for Quote
TUEV0921G REFRIGERANT (3) | TUEV0921G REFRIGERANT (3) |  |  | Unknown | Unknown | Unknown | Call for Quote | Call for Quote
TUEV0921G VERSION (4) | TUEV0921G VERSION (4) |  |  | Unknown | Unknown | Unknown | Call for Quote | Call for Quote
TUEV0921L ACCESSORIES (7) | TUEV0921L ACCESSORIES (7) |  |  | Unknown | Unknown | Unknown | Call for Quote | Call for Quote
TUEV0921L AIR FILTER (5) | TUEV0921L AIR FILTER (5) |  |  | Unknown | Unknown | Unknown | Call for Quote | Call for Quote
TUEV0921L AIR FLOW CONFIG (1) | TUEV0921L AIR FLOW CONFIG (1) |  |  | Unknown | Unknown | Unknown | Call for Quote | Call for Quote
TUEV0921L COMMON ASSY (0) | TUEV0921L COMMON ASSY (0) |  |  | Unknown | Unknown | Unknown | Call for Quote | Call for Quote
TUEV0921L DAMPER (10) | TUEV0921L DAMPER (10) |  |  | Unknown | Unknown | Unknown | Call for Quote | Call for Quote
TUEV0921L ELEC ACCY (12) | TUEV0921L ELEC ACCY (12) |  |  | Unknown | Unknown | Unknown | Call for Quote | Call for Quote
TUEV0921L ELEC HEAT (8) | TUEV0921L ELEC HEAT (8) |  |  | Unknown | Unknown | Unknown | Call for Quote | Call for Quote
TUEV0921L HEATING (9) | TUEV0921L HEATING (9) |  |  | Unknown | Unknown | Unknown | Call for Quote | Call for Quote
TUEV0921L MICROPROCESSER (2) | TUEV0921L MICROPROCESSER (2) |  |  | Unknown | Unknown | Unknown | Call for Quote | Call for Quote
TUEV0921L PACKING (14) | TUEV0921L PACKING (14) |  |  | Unknown | Unknown | Unknown | Call for Quote | Call for Quote
TUEV0921L REFRIGERANT (3) | TUEV0921L REFRIGERANT (3) |  |  | Unknown | Unknown | Unknown | Call for Quote | Call for Quote
TUEV0921L VERSION (4) | TUEV0921L VERSION (4) |  |  | Unknown | Unknown | Unknown | Call for Quote | Call for Quote
TUEV1121D ACCESSORIES (7) | TUEV1121D ACCESSORIES (7) |  |  | Unknown | Unknown | Unknown | Call for Quote | Call for Quote
TUEV1121D AIR FILTER (5) | TUEV1121D AIR FILTER (5) |  |  | Unknown | Unknown | Unknown | Call for Quote | Call for Quote
TUEV1121D AIR FLOW CONFIG (1) | TUEV1121D AIR FLOW CONFIG (1) |  |  | Unknown | Unknown | Unknown | Call for Quote | Call for Quote
TUEV1121D COMMON ASSY (0) | TUEV1121D COMMON ASSY (0) |  |  | Unknown | Unknown | Unknown | Call for Quote | Call for Quote
TUEV1121D DAMPER (10) | TUEV1121D DAMPER (10) |  |  | Unknown | Unknown | Unknown | Call for Quote | Call for Quote
TUEV1121D ELEC ACCY (12) | TUEV1121D ELEC ACCY (12) |  |  | Unknown | Unknown | Unknown | Call for Quote | Call for Quote
TUEV1121D ELEC HEAT (8) | TUEV1121D ELEC HEAT (8) |  |  | Unknown | Unknown | Unknown | Call for Quote | Call for Quote
TUEV1121D HEATING (9) | TUEV1121D HEATING (9) |  |  | Unknown | Unknown | Unknown | Call for Quote | Call for Quote
TUEV1121D MICROPROCESSER (2) | TUEV1121D MICROPROCESSER (2) |  |  | Unknown | Unknown | Unknown | Call for Quote | Call for Quote
TUEV1121D PACKING (14) | TUEV1121D PACKING (14) |  |  | Unknown | Unknown | Unknown | Call for Quote | Call for Quote
TUEV1121D REFRIGERANT (3) | TUEV1121D REFRIGERANT (3) |  |  | Unknown | Unknown | Unknown | Call for Quote | Call for Quote
TUEV1121D VERSION (4) | TUEV1121D VERSION (4) |  |  | Unknown | Unknown | Unknown | Call for Quote | Call for Quote
TUEV1121G ACCESSORIES (7) | TUEV1121G ACCESSORIES (7) |  |  | Unknown | Unknown | Unknown | Call for Quote | Call for Quote
TUEV1121G AIR FILTER (5) | TUEV1121G AIR FILTER (5) |  |  | Unknown | Unknown | Unknown | Call for Quote | Call for Quote
TUEV1121G AIR FLOW CONFIG (1) | TUEV1121G AIR FLOW CONFIG (1) |  |  | Unknown | Unknown | Unknown | Call for Quote | Call for Quote
TUEV1121G COMMON ASSY (0) | TUEV1121G COMMON ASSY (0) |  |  | Unknown | Unknown | Unknown | Call for Quote | Call for Quote
TUEV1121G DAMPER (10) | TUEV1121G DAMPER (10) |  |  | Unknown | Unknown | Unknown | Call for Quote | Call for Quote
TUEV1121G ELEC ACCY (12) | TUEV1121G ELEC ACCY (12) |  |  | Unknown | Unknown | Unknown | Call for Quote | Call for Quote
TUEV1121G ELEC HEAT (8) | TUEV1121G ELEC HEAT (8) |  |  | Unknown | Unknown | Unknown | Call for Quote | Call for Quote
TUEV1121G HEATING (9) | TUEV1121G HEATING (9) |  |  | Unknown | Unknown | Unknown | Call for Quote | Call for Quote
TUEV1121G MICROPROCESSER (2) | TUEV1121G MICROPROCESSER (2) |  |  | Unknown | Unknown | Unknown | Call for Quote | Call for Quote
TUEV1121G PACKING (14) | TUEV1121G PACKING (14) |  |  | Unknown | Unknown | Unknown | Call for Quote | Call for Quote
TUEV1121G REFRIGERANT (3) | TUEV1121G REFRIGERANT (3) |  |  | Unknown | Unknown | Unknown | Call for Quote | Call for Quote
TUEV1121G VERSION (4) | TUEV1121G VERSION (4) |  |  | Unknown | Unknown | Unknown | Call for Quote | Call for Quote
TUEV1121L ACCESSORIES (7) | TUEV1121L ACCESSORIES (7) |  |  | Unknown | Unknown | Unknown | Call for Quote | Call for Quote
TUEV1121L AIR FILTER (5) | TUEV1121L AIR FILTER (5) |  |  | Unknown | Unknown | Unknown | Call for Quote | Call for Quote
TUEV1121L AIR FLOW CONFIG (1) | TUEV1121L AIR FLOW CONFIG (1) |  |  | Unknown | Unknown | Unknown | Call for Quote | Call for Quote
TUEV1121L COMMON ASSY (0) | TUEV1121L COMMON ASSY (0) |  |  | Unknown | Unknown | Unknown | Call for Quote | Call for Quote
TUEV1121L DAMPER (10) | TUEV1121L DAMPER (10) |  |  | Unknown | Unknown | Unknown | Call for Quote | Call for Quote
TUEV1121L ELEC ACCY (12) | TUEV1121L ELEC ACCY (12) |  |  | Unknown | Unknown | Unknown | Call for Quote | Call for Quote
TUEV1121L ELEC HEAT (8) | TUEV1121L ELEC HEAT (8) |  |  | Unknown | Unknown | Unknown | Call for Quote | Call for Quote
TUEV1121L HEATING (9) | TUEV1121L HEATING (9) |  |  | Unknown | Unknown | Unknown | Call for Quote | Call for Quote
TUEV1121L MICROPROCESSER (2) | TUEV1121L MICROPROCESSER (2) |  |  | Unknown | Unknown | Unknown | Call for Quote | Call for Quote
TUEV1121L PACKING (14) | TUEV1121L PACKING (14) |  |  | Unknown | Unknown | Unknown | Call for Quote | Call for Quote
TUEV1121L REFRIGERANT (3) | TUEV1121L REFRIGERANT (3) |  |  | Unknown | Unknown | Unknown | Call for Quote | Call for Quote
TUEV1121L VERSION (4) | TUEV1121L VERSION (4) |  |  | Unknown | Unknown | Unknown | Call for Quote | Call for Quote
TUEV1422D ACCESSORIES (7) | TUEV1422D ACCESSORIES (7) |  |  | Unknown | Unknown | Unknown | Call for Quote | Call for Quote
TUEV1422D AIR FILTER (5) | TUEV1422D AIR FILTER (5) |  |  | Unknown | Unknown | Unknown | Call for Quote | Call for Quote
TUEV1422D AIR FLOW CONFIG (1) | TUEV1422D AIR FLOW CONFIG (1) |  |  | Unknown | Unknown | Unknown | Call for Quote | Call for Quote
TUEV1422D COMMON ASSY (0) | TUEV1422D COMMON ASSY (0) |  |  | Unknown | Unknown | Unknown | Call for Quote | Call for Quote
TUEV1422D DAMPER (10) | TUEV1422D DAMPER (10) |  |  | Unknown | Unknown | Unknown | Call for Quote | Call for Quote
TUEV1422D ELEC ACCY (12) | TUEV1422D ELEC ACCY (12) |  |  | Unknown | Unknown | Unknown | Call for Quote | Call for Quote
TUEV1422D ELEC HEAT (8) | TUEV1422D ELEC HEAT (8) |  |  | Unknown | Unknown | Unknown | Call for Quote | Call for Quote
TUEV1422D HEATING (9) | TUEV1422D HEATING (9) |  |  | Unknown | Unknown | Unknown | Call for Quote | Call for Quote
TUEV1422D MICROPROCESSER (2) | TUEV1422D MICROPROCESSER (2) |  |  | Unknown | Unknown | Unknown | Call for Quote | Call for Quote
TUEV1422D PACKING (14) | TUEV1422D PACKING (14) |  |  | Unknown | Unknown | Unknown | Call for Quote | Call for Quote
TUEV1422D REFRIGERANT (3) | TUEV1422D REFRIGERANT (3) |  |  | Unknown | Unknown | Unknown | Call for Quote | Call for Quote
TUEV1422D VERSION (4) | TUEV1422D VERSION (4) |  |  | Unknown | Unknown | Unknown | Call for Quote | Call for Quote
TUEV1422G ACCESSORIES (7) | TUEV1422G ACCESSORIES (7) |  |  | Unknown | Unknown | Unknown | Call for Quote | Call for Quote
TUEV1422G AIR FILTER (5) | TUEV1422G AIR FILTER (5) |  |  | Unknown | Unknown | Unknown | Call for Quote | Call for Quote
TUEV1422G AIR FLOW CONFIG (1) | TUEV1422G AIR FLOW CONFIG (1) |  |  | Unknown | Unknown | Unknown | Call for Quote | Call for Quote
TUEV1422G COMMON ASSY (0) | TUEV1422G COMMON ASSY (0) |  |  | Unknown | Unknown | Unknown | Call for Quote | Call for Quote
TUEV1422G DAMPER (10) | TUEV1422G DAMPER (10) |  |  | Unknown | Unknown | Unknown | Call for Quote | Call for Quote
TUEV1422G ELEC ACCY (12) | TUEV1422G ELEC ACCY (12) |  |  | Unknown | Unknown | Unknown | Call for Quote | Call for Quote
TUEV1422G ELEC HEAT (8) | TUEV1422G ELEC HEAT (8) |  |  | Unknown | Unknown | Unknown | Call for Quote | Call for Quote
TUEV1422G HEATING (9) | TUEV1422G HEATING (9) |  |  | Unknown | Unknown | Unknown | Call for Quote | Call for Quote
TUEV1422G MICROPROCESSER (2) | TUEV1422G MICROPROCESSER (2) |  |  | Unknown | Unknown | Unknown | Call for Quote | Call for Quote
TUEV1422G PACKING (14) | TUEV1422G PACKING (14) |  |  | Unknown | Unknown | Unknown | Call for Quote | Call for Quote
TUEV1422G REFRIGERANT (3) | TUEV1422G REFRIGERANT (3) |  |  | Unknown | Unknown | Unknown | Call for Quote | Call for Quote
TUEV1422G VERSION (4) | TUEV1422G VERSION (4) |  |  | Unknown | Unknown | Unknown | Call for Quote | Call for Quote
TUEV1422L ACCESSORIES (7) | TUEV1422L ACCESSORIES (7) |  |  | Unknown | Unknown | Unknown | Call for Quote | Call for Quote
TUEV1422L AIR FILTER (5) | TUEV1422L AIR FILTER (5) |  |  | Unknown | Unknown | Unknown | Call for Quote | Call for Quote
TUEV1422L AIR FLOW CONFIG (1) | TUEV1422L AIR FLOW CONFIG (1) |  |  | Unknown | Unknown | Unknown | Call for Quote | Call for Quote
TUEV1422L COMMON ASSY (0) | TUEV1422L COMMON ASSY (0) |  |  | Unknown | Unknown | Unknown | Call for Quote | Call for Quote
TUEV1422L DAMPER (10) | TUEV1422L DAMPER (10) |  |  | Unknown | Unknown | Unknown | Call for Quote | Call for Quote
TUEV1422L ELEC ACCY (12) | TUEV1422L ELEC ACCY (12) |  |  | Unknown | Unknown | Unknown | Call for Quote | Call for Quote
TUEV1422L ELEC HEAT (8) | TUEV1422L ELEC HEAT (8) |  |  | Unknown | Unknown | Unknown | Call for Quote | Call for Quote
TUEV1422L HEATING (9) | TUEV1422L HEATING (9) |  |  | Unknown | Unknown | Unknown | Call for Quote | Call for Quote
TUEV1422L MICROPROCESSER (2) | TUEV1422L MICROPROCESSER (2) |  |  | Unknown | Unknown | Unknown | Call for Quote | Call for Quote
TUEV1422L PACKING (14) | TUEV1422L PACKING (14) |  |  | Unknown | Unknown | Unknown | Call for Quote | Call for Quote
TUEV1422L REFRIGERANT (3) | TUEV1422L REFRIGERANT (3) |  |  | Unknown | Unknown | Unknown | Call for Quote | Call for Quote
TUEV1422L VERSION (4) | TUEV1422L VERSION (4) |  |  | Unknown | Unknown | Unknown | Call for Quote | Call for Quote
TUEV1622D ACCESSORIES (7) | TUEV1622D ACCESSORIES (7) |  |  | Unknown | Unknown | Unknown | Call for Quote | Call for Quote
TUEV1622D AIR FILTER (5) | TUEV1622D AIR FILTER (5) |  |  | Unknown | Unknown | Unknown | Call for Quote | Call for Quote
TUEV1622D AIR FLOW CONFIG (1) | TUEV1622D AIR FLOW CONFIG (1) |  |  | Unknown | Unknown | Unknown | Call for Quote | Call for Quote
TUEV1622D COMMON ASSY (0) | TUEV1622D COMMON ASSY (0) |  |  | Unknown | Unknown | Unknown | Call for Quote | Call for Quote
TUEV1622D DAMPER (10) | TUEV1622D DAMPER (10) |  |  | Unknown | Unknown | Unknown | Call for Quote | Call for Quote
TUEV1622D ELEC ACCY (12) | TUEV1622D ELEC ACCY (12) |  |  | Unknown | Unknown | Unknown | Call for Quote | Call for Quote
TUEV1622D ELEC HEAT (8) | TUEV1622D ELEC HEAT (8) |  |  | Unknown | Unknown | Unknown | Call for Quote | Call for Quote
TUEV1622D HEATING (9) | TUEV1622D HEATING (9) |  |  | Unknown | Unknown | Unknown | Call for Quote | Call for Quote
TUEV1622D MICROPROCESSER (2) | TUEV1622D MICROPROCESSER (2) |  |  | Unknown | Unknown | Unknown | Call for Quote | Call for Quote
TUEV1622D PACKING (14) | TUEV1622D PACKING (14) |  |  | Unknown | Unknown | Unknown | Call for Quote | Call for Quote
TUEV1622D REFRIGERANT (3) | TUEV1622D REFRIGERANT (3) |  |  | Unknown | Unknown | Unknown | Call for Quote | Call for Quote
TUEV1622D VERSION (4) | TUEV1622D VERSION (4) |  |  | Unknown | Unknown | Unknown | Call for Quote | Call for Quote
TUEV1622G ACCESSORIES (7) | TUEV1622G ACCESSORIES (7) |  |  | Unknown | Unknown | Unknown | Call for Quote | Call for Quote
TUEV1622G AIR FILTER (5) | TUEV1622G AIR FILTER (5) |  |  | Unknown | Unknown | Unknown | Call for Quote | Call for Quote
TUEV1622G AIR FLOW CONFIG (1) | TUEV1622G AIR FLOW CONFIG (1) |  |  | Unknown | Unknown | Unknown | Call for Quote | Call for Quote
TUEV1622G COMMON ASSY (0) | TUEV1622G COMMON ASSY (0) |  |  | Unknown | Unknown | Unknown | Call for Quote | Call for Quote
TUEV1622G DAMPER (10) | TUEV1622G DAMPER (10) |  |  | Unknown | Unknown | Unknown | Call for Quote | Call for Quote
TUEV1622G ELEC ACCY (12) | TUEV1622G ELEC ACCY (12) |  |  | Unknown | Unknown | Unknown | Call for Quote | Call for Quote
TUEV1622G ELEC HEAT (8) | TUEV1622G ELEC HEAT (8) |  |  | Unknown | Unknown | Unknown | Call for Quote | Call for Quote
TUEV1622G HEATING (9) | TUEV1622G HEATING (9) |  |  | Unknown | Unknown | Unknown | Call for Quote | Call for Quote
TUEV1622G MICROPROCESSER (2) | TUEV1622G MICROPROCESSER (2) |  |  | Unknown | Unknown | Unknown | Call for Quote | Call for Quote
TUEV1622G PACKING (14) | TUEV1622G PACKING (14) |  |  | Unknown | Unknown | Unknown | Call for Quote | Call for Quote
TUEV1622G REFRIGERANT (3) | TUEV1622G REFRIGERANT (3) |  |  | Unknown | Unknown | Unknown | Call for Quote | Call for Quote
TUEV1622G VERSION (4) | TUEV1622G VERSION (4) |  |  | Unknown | Unknown | Unknown | Call for Quote | Call for Quote
TUEV1622L ACCESSORIES (7) | TUEV1622L ACCESSORIES (7) |  |  | Unknown | Unknown | Unknown | Call for Quote | Call for Quote
TUEV1622L AIR FILTER (5) | TUEV1622L AIR FILTER (5) |  |  | Unknown | Unknown | Unknown | Call for Quote | Call for Quote
TUEV1622L AIR FLOW CONFIG (1) | TUEV1622L AIR FLOW CONFIG (1) |  |  | Unknown | Unknown | Unknown | Call for Quote | Call for Quote
TUEV1622L COMMON ASSY (0) | TUEV1622L COMMON ASSY (0) |  |  | Unknown | Unknown | Unknown | Call for Quote | Call for Quote
TUEV1622L DAMPER (10) | TUEV1622L DAMPER (10) |  |  | Unknown | Unknown | Unknown | Call for Quote | Call for Quote
TUEV1622L ELEC ACCY (12) | TUEV1622L ELEC ACCY (12) |  |  | Unknown | Unknown | Unknown | Call for Quote | Call for Quote
TUEV1622L ELEC HEAT (8) | TUEV1622L ELEC HEAT (8) |  |  | Unknown | Unknown | Unknown | Call for Quote | Call for Quote
TUEV1622L HEATING (9) | TUEV1622L HEATING (9) |  |  | Unknown | Unknown | Unknown | Call for Quote | Call for Quote
TUEV1622L MICROPROCESSER (2) | TUEV1622L MICROPROCESSER (2) |  |  | Unknown | Unknown | Unknown | Call for Quote | Call for Quote
TUEV1622L PACKING (14) | TUEV1622L PACKING (14) |  |  | Unknown | Unknown | Unknown | Call for Quote | Call for Quote
TUEV1622L REFRIGERANT (3) | TUEV1622L REFRIGERANT (3) |  |  | Unknown | Unknown | Unknown | Call for Quote | Call for Quote
TUEV1622L VERSION (4) | TUEV1622L VERSION (4) |  |  | Unknown | Unknown | Unknown | Call for Quote | Call for Quote
TUEV1822D ACCESSORIES (7) | TUEV1822D ACCESSORIES (7) |  |  | Unknown | Unknown | Unknown | Call for Quote | Call for Quote
TUEV1822D AIR FILTER (5) | TUEV1822D AIR FILTER (5) |  |  | Unknown | Unknown | Unknown | Call for Quote | Call for Quote
TUEV1822D AIR FLOW CONFIG (1) | TUEV1822D AIR FLOW CONFIG (1) |  |  | Unknown | Unknown | Unknown | Call for Quote | Call for Quote
TUEV1822D COMMON ASSY (0) | TUEV1822D COMMON ASSY (0) |  |  | Unknown | Unknown | Unknown | Call for Quote | Call for Quote
TUEV1822D DAMPER (10) | TUEV1822D DAMPER (10) |  |  | Unknown | Unknown | Unknown | Call for Quote | Call for Quote
TUEV1822D ELEC ACCY (12) | TUEV1822D ELEC ACCY (12) |  |  | Unknown | Unknown | Unknown | Call for Quote | Call for Quote
TUEV1822D ELEC HEAT (8) | TUEV1822D ELEC HEAT (8) |  |  | Unknown | Unknown | Unknown | Call for Quote | Call for Quote
TUEV1822D HEATING (9) | TUEV1822D HEATING (9) |  |  | Unknown | Unknown | Unknown | Call for Quote | Call for Quote
TUEV1822D MICROPROCESSER (2) | TUEV1822D MICROPROCESSER (2) |  |  | Unknown | Unknown | Unknown | Call for Quote | Call for Quote
TUEV1822D PACKING (14) | TUEV1822D PACKING (14) |  |  | Unknown | Unknown | Unknown | Call for Quote | Call for Quote
TUEV1822D REFRIGERANT (3) | TUEV1822D REFRIGERANT (3) |  |  | Unknown | Unknown | Unknown | Call for Quote | Call for Quote
TUEV1822D VERSION (4) | TUEV1822D VERSION (4) |  |  | Unknown | Unknown | Unknown | Call for Quote | Call for Quote
TUEV1822G ACCESSORIES (7) | TUEV1822G ACCESSORIES (7) |  |  | Unknown | Unknown | Unknown | Call for Quote | Call for Quote
TUEV1822G AIR FILTER (5) | TUEV1822G AIR FILTER (5) |  |  | Unknown | Unknown | Unknown | Call for Quote | Call for Quote
TUEV1822G AIR FLOW CONFIG (1) | TUEV1822G AIR FLOW CONFIG (1) |  |  | Unknown | Unknown | Unknown | Call for Quote | Call for Quote
TUEV1822G COMMON ASSY (0) | TUEV1822G COMMON ASSY (0) |  |  | Unknown | Unknown | Unknown | Call for Quote | Call for Quote
TUEV1822G DAMPER (10) | TUEV1822G DAMPER (10) |  |  | Unknown | Unknown | Unknown | Call for Quote | Call for Quote
TUEV1822G ELEC ACCY (12) | TUEV1822G ELEC ACCY (12) |  |  | Unknown | Unknown | Unknown | Call for Quote | Call for Quote
TUEV1822G ELEC HEAT (8) | TUEV1822G ELEC HEAT (8) |  |  | Unknown | Unknown | Unknown | Call for Quote | Call for Quote
TUEV1822G HEATING (9) | TUEV1822G HEATING (9) |  |  | Unknown | Unknown | Unknown | Call for Quote | Call for Quote
TUEV1822G MICROPROCESSER (2) | TUEV1822G MICROPROCESSER (2) |  |  | Unknown | Unknown | Unknown | Call for Quote | Call for Quote
TUEV1822G PACKING (14) | TUEV1822G PACKING (14) |  |  | Unknown | Unknown | Unknown | Call for Quote | Call for Quote
TUEV1822G REFRIGERANT (3) | TUEV1822G REFRIGERANT (3) |  |  | Unknown | Unknown | Unknown | Call for Quote | Call for Quote
TUEV1822G VERSION (4) | TUEV1822G VERSION (4) |  |  | Unknown | Unknown | Unknown | Call for Quote | Call for Quote
TUEV1822L ACCESSORIES (7) | TUEV1822L ACCESSORIES (7) |  |  | Unknown | Unknown | Unknown | Call for Quote | Call for Quote
TUEV1822L AIR FILTER (5) | TUEV1822L AIR FILTER (5) |  |  | Unknown | Unknown | Unknown | Call for Quote | Call for Quote
TUEV1822L AIR FLOW CONFIG (1) | TUEV1822L AIR FLOW CONFIG (1) |  |  | Unknown | Unknown | Unknown | Call for Quote | Call for Quote
TUEV1822L COMMON ASSY (0) | TUEV1822L COMMON ASSY (0) |  |  | Unknown | Unknown | Unknown | Call for Quote | Call for Quote
TUEV1822L DAMPER (10) | TUEV1822L DAMPER (10) |  |  | Unknown | Unknown | Unknown | Call for Quote | Call for Quote
TUEV1822L ELEC ACCY (12) | TUEV1822L ELEC ACCY (12) |  |  | Unknown | Unknown | Unknown | Call for Quote | Call for Quote
TUEV1822L ELEC HEAT (8) | TUEV1822L ELEC HEAT (8) |  |  | Unknown | Unknown | Unknown | Call for Quote | Call for Quote
TUEV1822L HEATING (9) | TUEV1822L HEATING (9) |  |  | Unknown | Unknown | Unknown | Call for Quote | Call for Quote
TUEV1822L MICROPROCESSER (2) | TUEV1822L MICROPROCESSER (2) |  |  | Unknown | Unknown | Unknown | Call for Quote | Call for Quote
TUEV1822L PACKING (14) | TUEV1822L PACKING (14) |  |  | Unknown | Unknown | Unknown | Call for Quote | Call for Quote
TUEV1822L REFRIGERANT (3) | TUEV1822L REFRIGERANT (3) |  |  | Unknown | Unknown | Unknown | Call for Quote | Call for Quote
TUEV1822L VERSION (4) | TUEV1822L VERSION (4) |  |  | Unknown | Unknown | Unknown | Call for Quote | Call for Quote
TUEV2242D ACCESSORIES (7) | TUEV2242D ACCESSORIES (7) |  |  | Unknown | Unknown | Unknown | Call for Quote | Call for Quote
TUEV2242D AIR FILTER (5) | TUEV2242D AIR FILTER (5) |  |  | Unknown | Unknown | Unknown | Call for Quote | Call for Quote
TUEV2242D AIR FLOW CONFIG (1) | TUEV2242D AIR FLOW CONFIG (1) |  |  | Unknown | Unknown | Unknown | Call for Quote | Call for Quote
TUEV2242D COMMON ASSY (0) | TUEV2242D COMMON ASSY (0) |  |  | Unknown | Unknown | Unknown | Call for Quote | Call for Quote
TUEV2242D DAMPER (10) | TUEV2242D DAMPER (10) |  |  | Unknown | Unknown | Unknown | Call for Quote | Call for Quote
TUEV2242D ELEC ACCY (12) | TUEV2242D ELEC ACCY (12) |  |  | Unknown | Unknown | Unknown | Call for Quote | Call for Quote
TUEV2242D ELEC HEAT (8) | TUEV2242D ELEC HEAT (8) |  |  | Unknown | Unknown | Unknown | Call for Quote | Call for Quote
TUEV2242D HEATING (9) | TUEV2242D HEATING (9) |  |  | Unknown | Unknown | Unknown | Call for Quote | Call for Quote
TUEV2242D MICROPROCESSER (2) | TUEV2242D MICROPROCESSER (2) |  |  | Unknown | Unknown | Unknown | Call for Quote | Call for Quote
TUEV2242D PACKING (14) | TUEV2242D PACKING (14) |  |  | Unknown | Unknown | Unknown | Call for Quote | Call for Quote
TUEV2242D REFRIGERANT (3) | TUEV2242D REFRIGERANT (3) |  |  | Unknown | Unknown | Unknown | Call for Quote | Call for Quote
TUEV2242D VERSION (4) | TUEV2242D VERSION (4) |  |  | Unknown | Unknown | Unknown | Call for Quote | Call for Quote
TUEV2242G ACCESSORIES (7) | TUEV2242G ACCESSORIES (7) |  |  | Unknown | Unknown | Unknown | Call for Quote | Call for Quote
TUEV2242G AIR FILTER (5) | TUEV2242G AIR FILTER (5) |  |  | Unknown | Unknown | Unknown | Call for Quote | Call for Quote
TUEV2242G AIR FLOW CONFIG (1) | TUEV2242G AIR FLOW CONFIG (1) |  |  | Unknown | Unknown | Unknown | Call for Quote | Call for Quote
TUEV2242G COMMON ASSY (0) | TUEV2242G COMMON ASSY (0) |  |  | Unknown | Unknown | Unknown | Call for Quote | Call for Quote
TUEV2242G DAMPER (10) | TUEV2242G DAMPER (10) |  |  | Unknown | Unknown | Unknown | Call for Quote | Call for Quote
TUEV2242G ELEC ACCY (12) | TUEV2242G ELEC ACCY (12) |  |  | Unknown | Unknown | Unknown | Call for Quote | Call for Quote
TUEV2242G ELEC HEAT (8) | TUEV2242G ELEC HEAT (8) |  |  | Unknown | Unknown | Unknown | Call for Quote | Call for Quote
TUEV2242G HEATING (9) | TUEV2242G HEATING (9) |  |  | Unknown | Unknown | Unknown | Call for Quote | Call for Quote
TUEV2242G MICROPROCESSER (2) | TUEV2242G MICROPROCESSER (2) |  |  | Unknown | Unknown | Unknown | Call for Quote | Call for Quote
TUEV2242G PACKING (14) | TUEV2242G PACKING (14) |  |  | Unknown | Unknown | Unknown | Call for Quote | Call for Quote
TUEV2242G REFRIGERANT (3) | TUEV2242G REFRIGERANT (3) |  |  | Unknown | Unknown | Unknown | Call for Quote | Call for Quote
TUEV2242G VERSION (4) | TUEV2242G VERSION (4) |  |  | Unknown | Unknown | Unknown | Call for Quote | Call for Quote
TUEV2242L ACCESSORIES (7) | TUEV2242L ACCESSORIES (7) |  |  | Unknown | Unknown | Unknown | Call for Quote | Call for Quote
TUEV2242L AIR FILTER (5) | TUEV2242L AIR FILTER (5) |  |  | Unknown | Unknown | Unknown | Call for Quote | Call for Quote
TUEV2242L AIR FLOW CONFIG (1) | TUEV2242L AIR FLOW CONFIG (1) |  |  | Unknown | Unknown | Unknown | Call for Quote | Call for Quote
TUEV2242L COMMON ASSY (0) | TUEV2242L COMMON ASSY (0) |  |  | Unknown | Unknown | Unknown | Call for Quote | Call for Quote
TUEV2242L DAMPER (10) | TUEV2242L DAMPER (10) |  |  | Unknown | Unknown | Unknown | Call for Quote | Call for Quote
TUEV2242L ELEC ACCY (12) | TUEV2242L ELEC ACCY (12) |  |  | Unknown | Unknown | Unknown | Call for Quote | Call for Quote
TUEV2242L ELEC HEAT (8) | TUEV2242L ELEC HEAT (8) |  |  | Unknown | Unknown | Unknown | Call for Quote | Call for Quote
TUEV2242L HEATING (9) | TUEV2242L HEATING (9) |  |  | Unknown | Unknown | Unknown | Call for Quote | Call for Quote
TUEV2242L MICROPROCESSER (2) | TUEV2242L MICROPROCESSER (2) |  |  | Unknown | Unknown | Unknown | Call for Quote | Call for Quote
TUEV2242L PACKING (14) | TUEV2242L PACKING (14) |  |  | Unknown | Unknown | Unknown | Call for Quote | Call for Quote
TUEV2242L REFRIGERANT (3) | TUEV2242L REFRIGERANT (3) |  |  | Unknown | Unknown | Unknown | Call for Quote | Call for Quote
TUEV2242L VERSION (4) | TUEV2242L VERSION (4) |  |  | Unknown | Unknown | Unknown | Call for Quote | Call for Quote
TUEV2542D ACCESSORIES (7) | TUEV2542D ACCESSORIES (7) |  |  | Unknown | Unknown | Unknown | Call for Quote | Call for Quote
TUEV2542D AIR FILTER (5) | TUEV2542D AIR FILTER (5) |  |  | Unknown | Unknown | Unknown | Call for Quote | Call for Quote
TUEV2542D AIR FLOW CONFIG (1) | TUEV2542D AIR FLOW CONFIG (1) |  |  | Unknown | Unknown | Unknown | Call for Quote | Call for Quote
TUEV2542D COMMON ASSY (0) | TUEV2542D COMMON ASSY (0) |  |  | Unknown | Unknown | Unknown | Call for Quote | Call for Quote
TUEV2542D DAMPER (10) | TUEV2542D DAMPER (10) |  |  | Unknown | Unknown | Unknown | Call for Quote | Call for Quote
TUEV2542D ELEC ACCY (12) | TUEV2542D ELEC ACCY (12) |  |  | Unknown | Unknown | Unknown | Call for Quote | Call for Quote
TUEV2542D ELEC HEAT (8) | TUEV2542D ELEC HEAT (8) |  |  | Unknown | Unknown | Unknown | Call for Quote | Call for Quote
TUEV2542D HEATING (9) | TUEV2542D HEATING (9) |  |  | Unknown | Unknown | Unknown | Call for Quote | Call for Quote
TUEV2542D MICROPROCESSER (2) | TUEV2542D MICROPROCESSER (2) |  |  | Unknown | Unknown | Unknown | Call for Quote | Call for Quote
TUEV2542D PACKING (14) | TUEV2542D PACKING (14) |  |  | Unknown | Unknown | Unknown | Call for Quote | Call for Quote
TUEV2542D REFRIGERANT (3) | TUEV2542D REFRIGERANT (3) |  |  | Unknown | Unknown | Unknown | Call for Quote | Call for Quote
TUEV2542D VERSION (4) | TUEV2542D VERSION (4) |  |  | Unknown | Unknown | Unknown | Call for Quote | Call for Quote
TUEV2542G ACCESSORIES (7) | TUEV2542G ACCESSORIES (7) |  |  | Unknown | Unknown | Unknown | Call for Quote | Call for Quote
TUEV2542G AIR FILTER (5) | TUEV2542G AIR FILTER (5) |  |  | Unknown | Unknown | Unknown | Call for Quote | Call for Quote
TUEV2542G AIR FLOW CONFIG (1) | TUEV2542G AIR FLOW CONFIG (1) |  |  | Unknown | Unknown | Unknown | Call for Quote | Call for Quote
TUEV2542G COMMON ASSY (0) | TUEV2542G COMMON ASSY (0) |  |  | Unknown | Unknown | Unknown | Call for Quote | Call for Quote
TUEV2542G DAMPER (10) | TUEV2542G DAMPER (10) |  |  | Unknown | Unknown | Unknown | Call for Quote | Call for Quote
TUEV2542G ELEC ACCY (12) | TUEV2542G ELEC ACCY (12) |  |  | Unknown | Unknown | Unknown | Call for Quote | Call for Quote
TUEV2542G ELEC HEAT (8) | TUEV2542G ELEC HEAT (8) |  |  | Unknown | Unknown | Unknown | Call for Quote | Call for Quote
TUEV2542G HEATING (9) | TUEV2542G HEATING (9) |  |  | Unknown | Unknown | Unknown | Call for Quote | Call for Quote
TUEV2542G MICROPROCESSER (2) | TUEV2542G MICROPROCESSER (2) |  |  | Unknown | Unknown | Unknown | Call for Quote | Call for Quote
TUEV2542G PACKING (14) | TUEV2542G PACKING (14) |  |  | Unknown | Unknown | Unknown | Call for Quote | Call for Quote
TUEV2542G REFRIGERANT (3) | TUEV2542G REFRIGERANT (3) |  |  | Unknown | Unknown | Unknown | Call for Quote | Call for Quote
TUEV2542G VERSION (4) | TUEV2542G VERSION (4) |  |  | Unknown | Unknown | Unknown | Call for Quote | Call for Quote
TUEV2542L ACCESSORIES (7) | TUEV2542L ACCESSORIES (7) |  |  | Unknown | Unknown | Unknown | Call for Quote | Call for Quote
TUEV2542L AIR FILTER (5) | TUEV2542L AIR FILTER (5) |  |  | Unknown | Unknown | Unknown | Call for Quote | Call for Quote
TUEV2542L AIR FLOW CONFIG (1) | TUEV2542L AIR FLOW CONFIG (1) |  |  | Unknown | Unknown | Unknown | Call for Quote | Call for Quote
TUEV2542L COMMON ASSY (0) | TUEV2542L COMMON ASSY (0) |  |  | Unknown | Unknown | Unknown | Call for Quote | Call for Quote
TUEV2542L DAMPER (10) | TUEV2542L DAMPER (10) |  |  | Unknown | Unknown | Unknown | Call for Quote | Call for Quote
TUEV2542L ELEC ACCY (12) | TUEV2542L ELEC ACCY (12) |  |  | Unknown | Unknown | Unknown | Call for Quote | Call for Quote
TUEV2542L ELEC HEAT (8) | TUEV2542L ELEC HEAT (8) |  |  | Unknown | Unknown | Unknown | Call for Quote | Call for Quote
TUEV2542L HEATING (9) | TUEV2542L HEATING (9) |  |  | Unknown | Unknown | Unknown | Call for Quote | Call for Quote
TUEV2542L MICROPROCESSER (2) | TUEV2542L MICROPROCESSER (2) |  |  | Unknown | Unknown | Unknown | Call for Quote | Call for Quote
TUEV2542L PACKING (14) | TUEV2542L PACKING (14) |  |  | Unknown | Unknown | Unknown | Call for Quote | Call for Quote
TUEV2542L REFRIGERANT (3) | TUEV2542L REFRIGERANT (3) |  |  | Unknown | Unknown | Unknown | Call for Quote | Call for Quote
TUEV2542L VERSION (4) | TUEV2542L VERSION (4) |  |  | Unknown | Unknown | Unknown | Call for Quote | Call for Quote
TUEV2842D ACCESSORIES (7) | TUEV2842D ACCESSORIES (7) |  |  | Unknown | Unknown | Unknown | Call for Quote | Call for Quote
TUEV2842D AIR FILTER (5) | TUEV2842D AIR FILTER (5) |  |  | Unknown | Unknown | Unknown | Call for Quote | Call for Quote
TUEV2842D AIR FLOW CONFIG (1) | TUEV2842D AIR FLOW CONFIG (1) |  |  | Unknown | Unknown | Unknown | Call for Quote | Call for Quote
TUEV2842D COMMON ASSY (0) | TUEV2842D COMMON ASSY (0) |  |  | Unknown | Unknown | Unknown | Call for Quote | Call for Quote
TUEV2842D DAMPER (10) | TUEV2842D DAMPER (10) |  |  | Unknown | Unknown | Unknown | Call for Quote | Call for Quote
TUEV2842D ELEC ACCY (12) | TUEV2842D ELEC ACCY (12) |  |  | Unknown | Unknown | Unknown | Call for Quote | Call for Quote
TUEV2842D ELEC HEAT (8) | TUEV2842D ELEC HEAT (8) |  |  | Unknown | Unknown | Unknown | Call for Quote | Call for Quote
TUEV2842D HEATING (9) | TUEV2842D HEATING (9) |  |  | Unknown | Unknown | Unknown | Call for Quote | Call for Quote
TUEV2842D MICROPROCESSER (2) | TUEV2842D MICROPROCESSER (2) |  |  | Unknown | Unknown | Unknown | Call for Quote | Call for Quote
TUEV2842D PACKING (14) | TUEV2842D PACKING (14) |  |  | Unknown | Unknown | Unknown | Call for Quote | Call for Quote
TUEV2842D REFRIGERANT (3) | TUEV2842D REFRIGERANT (3) |  |  | Unknown | Unknown | Unknown | Call for Quote | Call for Quote
TUEV2842D VERSION (4) | TUEV2842D VERSION (4) |  |  | Unknown | Unknown | Unknown | Call for Quote | Call for Quote
TUEV2842G ACCESSORIES (7) | TUEV2842G ACCESSORIES (7) |  |  | Unknown | Unknown | Unknown | Call for Quote | Call for Quote
TUEV2842G AIR FILTER (5) | TUEV2842G AIR FILTER (5) |  |  | Unknown | Unknown | Unknown | Call for Quote | Call for Quote
TUEV2842G AIR FLOW CONFIG (1) | TUEV2842G AIR FLOW CONFIG (1) |  |  | Unknown | Unknown | Unknown | Call for Quote | Call for Quote
TUEV2842G COMMON ASSY (0) | TUEV2842G COMMON ASSY (0) |  |  | Unknown | Unknown | Unknown | Call for Quote | Call for Quote
TUEV2842G DAMPER (10) | TUEV2842G DAMPER (10) |  |  | Unknown | Unknown | Unknown | Call for Quote | Call for Quote
TUEV2842G ELEC ACCY (12) | TUEV2842G ELEC ACCY (12) |  |  | Unknown | Unknown | Unknown | Call for Quote | Call for Quote
TUEV2842G ELEC HEAT (8) | TUEV2842G ELEC HEAT (8) |  |  | Unknown | Unknown | Unknown | Call for Quote | Call for Quote
TUEV2842G HEATING (9) | TUEV2842G HEATING (9) |  |  | Unknown | Unknown | Unknown | Call for Quote | Call for Quote
TUEV2842G MICROPROCESSER (2) | TUEV2842G MICROPROCESSER (2) |  |  | Unknown | Unknown | Unknown | Call for Quote | Call for Quote
TUEV2842G PACKING (14) | TUEV2842G PACKING (14) |  |  | Unknown | Unknown | Unknown | Call for Quote | Call for Quote
TUEV2842G REFRIGERANT (3) | TUEV2842G REFRIGERANT (3) |  |  | Unknown | Unknown | Unknown | Call for Quote | Call for Quote
TUEV2842G VERSION (4) | TUEV2842G VERSION (4) |  |  | Unknown | Unknown | Unknown | Call for Quote | Call for Quote
TUEV2842L ACCESSORIES (7) | TUEV2842L ACCESSORIES (7) |  |  | Unknown | Unknown | Unknown | Call for Quote | Call for Quote
TUEV2842L AIR FILTER (5) | TUEV2842L AIR FILTER (5) |  |  | Unknown | Unknown | Unknown | Call for Quote | Call for Quote
TUEV2842L AIR FLOW CONFIG (1) | TUEV2842L AIR FLOW CONFIG (1) |  |  | Unknown | Unknown | Unknown | Call for Quote | Call for Quote
TUEV2842L COMMON ASSY (0) | TUEV2842L COMMON ASSY (0) |  |  | Unknown | Unknown | Unknown | Call for Quote | Call for Quote
TUEV2842L DAMPER (10) | TUEV2842L DAMPER (10) |  |  | Unknown | Unknown | Unknown | Call for Quote | Call for Quote
TUEV2842L ELEC ACCY (12) | TUEV2842L ELEC ACCY (12) |  |  | Unknown | Unknown | Unknown | Call for Quote | Call for Quote
TUEV2842L ELEC HEAT (8) | TUEV2842L ELEC HEAT (8) |  |  | Unknown | Unknown | Unknown | Call for Quote | Call for Quote
TUEV2842L HEATING (9) | TUEV2842L HEATING (9) |  |  | Unknown | Unknown | Unknown | Call for Quote | Call for Quote
TUEV2842L MICROPROCESSER (2) | TUEV2842L MICROPROCESSER (2) |  |  | Unknown | Unknown | Unknown | Call for Quote | Call for Quote
TUEV2842L PACKING (14) | TUEV2842L PACKING (14) |  |  | Unknown | Unknown | Unknown | Call for Quote | Call for Quote
TUEV2842L REFRIGERANT (3) | TUEV2842L REFRIGERANT (3) |  |  | Unknown | Unknown | Unknown | Call for Quote | Call for Quote
TUEV2842L VERSION (4) | TUEV2842L VERSION (4) |  |  | Unknown | Unknown | Unknown | Call for Quote | Call for Quote
TUTV0511D ACCESSORIES (7) | TUTV0511D ACCESSORIES (7) |  |  | Unknown | Unknown | Unknown | Call for Quote | Call for Quote
TUTV0511D AIR FILTER (5) | TUTV0511D AIR FILTER (5) |  |  | Unknown | Unknown | Unknown | Call for Quote | Call for Quote
TUTV0511D AIR FLOW CONFIG (1) | TUTV0511D AIR FLOW CONFIG (1) |  |  | Unknown | Unknown | Unknown | Call for Quote | Call for Quote
TUTV0511D COMMON ASSY (0) | TUTV0511D COMMON ASSY (0) |  |  | Unknown | Unknown | Unknown | Call for Quote | Call for Quote
TUTV0511D DAMPER (10) | TUTV0511D DAMPER (10) |  |  | Unknown | Unknown | Unknown | Call for Quote | Call for Quote
TUTV0511D ELEC ACCY (12) | TUTV0511D ELEC ACCY (12) |  |  | Unknown | Unknown | Unknown | Call for Quote | Call for Quote
TUTV0511D ELEC HEAT (8) | TUTV0511D ELEC HEAT (8) |  |  | Unknown | Unknown | Unknown | Call for Quote | Call for Quote
TUTV0511D HEATING (9) | TUTV0511D HEATING (9) |  |  | Unknown | Unknown | Unknown | Call for Quote | Call for Quote
TUTV0511D MICROPROCESSER (2) | TUTV0511D MICROPROCESSER (2) |  |  | Unknown | Unknown | Unknown | Call for Quote | Call for Quote
TUTV0511D OTHER ACCY (11) | TUTV0511D OTHER ACCY (11) |  |  | Unknown | Unknown | Unknown | Call for Quote | Call for Quote
TUTV0511D PACKING (14) | TUTV0511D PACKING (14) |  |  | Unknown | Unknown | Unknown | Call for Quote | Call for Quote
TUTV0511D REFRIGERANT (3) | TUTV0511D REFRIGERANT (3) |  |  | Unknown | Unknown | Unknown | Call for Quote | Call for Quote
TUTV0511D TWIN-COOL VALVE (6) | TUTV0511D TWIN-COOL VALVE (6) |  |  | Unknown | Unknown | Unknown | Call for Quote | Call for Quote
TUTV0511D VERSION (4) | TUTV0511D VERSION (4) |  |  | Unknown | Unknown | Unknown | Call for Quote | Call for Quote
TUTV0511G ACCESSORIES (7) | TUTV0511G ACCESSORIES (7) |  |  | Unknown | Unknown | Unknown | Call for Quote | Call for Quote
TUTV0511G AIR FILTER (5) | TUTV0511G AIR FILTER (5) |  |  | Unknown | Unknown | Unknown | Call for Quote | Call for Quote
TUTV0511G AIR FLOW CONFIG (1) | TUTV0511G AIR FLOW CONFIG (1) |  |  | Unknown | Unknown | Unknown | Call for Quote | Call for Quote
TUTV0511G COMMON ASSY (0) | TUTV0511G COMMON ASSY (0) |  |  | Unknown | Unknown | Unknown | Call for Quote | Call for Quote
TUTV0511G DAMPER (10) | TUTV0511G DAMPER (10) |  |  | Unknown | Unknown | Unknown | Call for Quote | Call for Quote
TUTV0511G ELEC ACCY (12) | TUTV0511G ELEC ACCY (12) |  |  | Unknown | Unknown | Unknown | Call for Quote | Call for Quote
TUTV0511G ELEC HEAT (8) | TUTV0511G ELEC HEAT (8) |  |  | Unknown | Unknown | Unknown | Call for Quote | Call for Quote
TUTV0511G HEATING (9) | TUTV0511G HEATING (9) |  |  | Unknown | Unknown | Unknown | Call for Quote | Call for Quote
TUTV0511G MICROPROCESSER (2) | TUTV0511G MICROPROCESSER (2) |  |  | Unknown | Unknown | Unknown | Call for Quote | Call for Quote
TUTV0511G OTHER ACCY (11) | TUTV0511G OTHER ACCY (11) |  |  | Unknown | Unknown | Unknown | Call for Quote | Call for Quote
TUTV0511G PACKING (14) | TUTV0511G PACKING (14) |  |  | Unknown | Unknown | Unknown | Call for Quote | Call for Quote
TUTV0511G REFRIGERANT (3) | TUTV0511G REFRIGERANT (3) |  |  | Unknown | Unknown | Unknown | Call for Quote | Call for Quote
TUTV0511G TWIN-COOL VALVE (6) | TUTV0511G TWIN-COOL VALVE (6) |  |  | Unknown | Unknown | Unknown | Call for Quote | Call for Quote
TUTV0511G VERSION (4) | TUTV0511G VERSION (4) |  |  | Unknown | Unknown | Unknown | Call for Quote | Call for Quote
TUTV0511L ACCESSORIES (7) | TUTV0511L ACCESSORIES (7) |  |  | Unknown | Unknown | Unknown | Call for Quote | Call for Quote
TUTV0511L AIR FILTER (5) | TUTV0511L AIR FILTER (5) |  |  | Unknown | Unknown | Unknown | Call for Quote | Call for Quote
TUTV0511L AIR FLOW CONFIG (1) | TUTV0511L AIR FLOW CONFIG (1) |  |  | Unknown | Unknown | Unknown | Call for Quote | Call for Quote
TUTV0511L COMMON ASSY (0) | TUTV0511L COMMON ASSY (0) |  |  | Unknown | Unknown | Unknown | Call for Quote | Call for Quote
TUTV0511L DAMPER (10) | TUTV0511L DAMPER (10) |  |  | Unknown | Unknown | Unknown | Call for Quote | Call for Quote
TUTV0511L ELEC ACCY (12) | TUTV0511L ELEC ACCY (12) |  |  | Unknown | Unknown | Unknown | Call for Quote | Call for Quote
TUTV0511L ELEC HEAT (8) | TUTV0511L ELEC HEAT (8) |  |  | Unknown | Unknown | Unknown | Call for Quote | Call for Quote
TUTV0511L HEATING (9) | TUTV0511L HEATING (9) |  |  | Unknown | Unknown | Unknown | Call for Quote | Call for Quote
TUTV0511L MICROPROCESSER (2) | TUTV0511L MICROPROCESSER (2) |  |  | Unknown | Unknown | Unknown | Call for Quote | Call for Quote
TUTV0511L OTHER ACCY (11) | TUTV0511L OTHER ACCY (11) |  |  | Unknown | Unknown | Unknown | Call for Quote | Call for Quote
TUTV0511L PACKING (14) | TUTV0511L PACKING (14) |  |  | Unknown | Unknown | Unknown | Call for Quote | Call for Quote
TUTV0511L REFRIGERANT (3) | TUTV0511L REFRIGERANT (3) |  |  | Unknown | Unknown | Unknown | Call for Quote | Call for Quote
TUTV0511L TWIN-COOL VALVE (6) | TUTV0511L TWIN-COOL VALVE (6) |  |  | Unknown | Unknown | Unknown | Call for Quote | Call for Quote
TUTV0511L VERSION (4) | TUTV0511L VERSION (4) |  |  | Unknown | Unknown | Unknown | Call for Quote | Call for Quote
TUTV0611D ACCESSORIES (7) | TUTV0611D ACCESSORIES (7) |  |  | Unknown | Unknown | Unknown | Call for Quote | Call for Quote
TUTV0611D AIR FILTER (5) | TUTV0611D AIR FILTER (5) |  |  | Unknown | Unknown | Unknown | Call for Quote | Call for Quote
TUTV0611D AIR FLOW CONFIG (1) | TUTV0611D AIR FLOW CONFIG (1) |  |  | Unknown | Unknown | Unknown | Call for Quote | Call for Quote
TUTV0611D COMMON ASSY (0) | TUTV0611D COMMON ASSY (0) |  |  | Unknown | Unknown | Unknown | Call for Quote | Call for Quote
TUTV0611D DAMPER (10) | TUTV0611D DAMPER (10) |  |  | Unknown | Unknown | Unknown | Call for Quote | Call for Quote
TUTV0611D ELEC ACCY (12) | TUTV0611D ELEC ACCY (12) |  |  | Unknown | Unknown | Unknown | Call for Quote | Call for Quote
TUTV0611D ELEC HEAT (8) | TUTV0611D ELEC HEAT (8) |  |  | Unknown | Unknown | Unknown | Call for Quote | Call for Quote
TUTV0611D HEATING (9) | TUTV0611D HEATING (9) |  |  | Unknown | Unknown | Unknown | Call for Quote | Call for Quote
TUTV0611D MICROPROCESSER (2) | TUTV0611D MICROPROCESSER (2) |  |  | Unknown | Unknown | Unknown | Call for Quote | Call for Quote
TUTV0611D OTHER ACCY (11) | TUTV0611D OTHER ACCY (11) |  |  | Unknown | Unknown | Unknown | Call for Quote | Call for Quote
TUTV0611D PACKING (14) | TUTV0611D PACKING (14) |  |  | Unknown | Unknown | Unknown | Call for Quote | Call for Quote
TUTV0611D REFRIGERANT (3) | TUTV0611D REFRIGERANT (3) |  |  | Unknown | Unknown | Unknown | Call for Quote | Call for Quote
TUTV0611D TWIN-COOL VALVE (6) | TUTV0611D TWIN-COOL VALVE (6) |  |  | Unknown | Unknown | Unknown | Call for Quote | Call for Quote
TUTV0611D VERSION (4) | TUTV0611D VERSION (4) |  |  | Unknown | Unknown | Unknown | Call for Quote | Call for Quote
TUTV0611G ACCESSORIES (7) | TUTV0611G ACCESSORIES (7) |  |  | Unknown | Unknown | Unknown | Call for Quote | Call for Quote
TUTV0611G AIR FILTER (5) | TUTV0611G AIR FILTER (5) |  |  | Unknown | Unknown | Unknown | Call for Quote | Call for Quote
TUTV0611G AIR FLOW CONFIG (1) | TUTV0611G AIR FLOW CONFIG (1) |  |  | Unknown | Unknown | Unknown | Call for Quote | Call for Quote
TUTV0611G COMMON ASSY (0) | TUTV0611G COMMON ASSY (0) |  |  | Unknown | Unknown | Unknown | Call for Quote | Call for Quote
TUTV0611G DAMPER (10) | TUTV0611G DAMPER (10) |  |  | Unknown | Unknown | Unknown | Call for Quote | Call for Quote
TUTV0611G ELEC ACCY (12) | TUTV0611G ELEC ACCY (12) |  |  | Unknown | Unknown | Unknown | Call for Quote | Call for Quote
TUTV0611G ELEC HEAT (8) | TUTV0611G ELEC HEAT (8) |  |  | Unknown | Unknown | Unknown | Call for Quote | Call for Quote
TUTV0611G HEATING (9) | TUTV0611G HEATING (9) |  |  | Unknown | Unknown | Unknown | Call for Quote | Call for Quote
TUTV0611G MICROPROCESSER (2) | TUTV0611G MICROPROCESSER (2) |  |  | Unknown | Unknown | Unknown | Call for Quote | Call for Quote
TUTV0611G OTHER ACCY (11) | TUTV0611G OTHER ACCY (11) |  |  | Unknown | Unknown | Unknown | Call for Quote | Call for Quote
TUTV0611G PACKING (14) | TUTV0611G PACKING (14) |  |  | Unknown | Unknown | Unknown | Call for Quote | Call for Quote
TUTV0611G REFRIGERANT (3) | TUTV0611G REFRIGERANT (3) |  |  | Unknown | Unknown | Unknown | Call for Quote | Call for Quote
TUTV0611G TWIN-COOL VALVE (6) | TUTV0611G TWIN-COOL VALVE (6) |  |  | Unknown | Unknown | Unknown | Call for Quote | Call for Quote
TUTV0611G VERSION (4) | TUTV0611G VERSION (4) |  |  | Unknown | Unknown | Unknown | Call for Quote | Call for Quote
TUTV0611L ACCESSORIES (7) | TUTV0611L ACCESSORIES (7) |  |  | Unknown | Unknown | Unknown | Call for Quote | Call for Quote
TUTV0611L AIR FILTER (5) | TUTV0611L AIR FILTER (5) |  |  | Unknown | Unknown | Unknown | Call for Quote | Call for Quote
TUTV0611L AIR FLOW CONFIG (1) | TUTV0611L AIR FLOW CONFIG (1) |  |  | Unknown | Unknown | Unknown | Call for Quote | Call for Quote
TUTV0611L COMMON ASSY (0) | TUTV0611L COMMON ASSY (0) |  |  | Unknown | Unknown | Unknown | Call for Quote | Call for Quote
TUTV0611L DAMPER (10) | TUTV0611L DAMPER (10) |  |  | Unknown | Unknown | Unknown | Call for Quote | Call for Quote
TUTV0611L ELEC ACCY (12) | TUTV0611L ELEC ACCY (12) |  |  | Unknown | Unknown | Unknown | Call for Quote | Call for Quote
TUTV0611L ELEC HEAT (8) | TUTV0611L ELEC HEAT (8) |  |  | Unknown | Unknown | Unknown | Call for Quote | Call for Quote
TUTV0611L HEATING (9) | TUTV0611L HEATING (9) |  |  | Unknown | Unknown | Unknown | Call for Quote | Call for Quote
TUTV0611L MICROPROCESSER (2) | TUTV0611L MICROPROCESSER (2) |  |  | Unknown | Unknown | Unknown | Call for Quote | Call for Quote
TUTV0611L OTHER ACCY (11) | TUTV0611L OTHER ACCY (11) |  |  | Unknown | Unknown | Unknown | Call for Quote | Call for Quote
TUTV0611L PACKING (14) | TUTV0611L PACKING (14) |  |  | Unknown | Unknown | Unknown | Call for Quote | Call for Quote
TUTV0611L REFRIGERANT (3) | TUTV0611L REFRIGERANT (3) |  |  | Unknown | Unknown | Unknown | Call for Quote | Call for Quote
TUTV0611L TWIN-COOL VALVE (6) | TUTV0611L TWIN-COOL VALVE (6) |  |  | Unknown | Unknown | Unknown | Call for Quote | Call for Quote
TUTV0611L VERSION (4) | TUTV0611L VERSION (4) |  |  | Unknown | Unknown | Unknown | Call for Quote | Call for Quote
TUTV0921D ACCESSORIES (7) | TUTV0921D ACCESSORIES (7) |  |  | Unknown | Unknown | Unknown | Call for Quote | Call for Quote
TUTV0921D AIR FILTER (5) | TUTV0921D AIR FILTER (5) |  |  | Unknown | Unknown | Unknown | Call for Quote | Call for Quote
TUTV0921D AIR FLOW CONFIG (1) | TUTV0921D AIR FLOW CONFIG (1) |  |  | Unknown | Unknown | Unknown | Call for Quote | Call for Quote
TUTV0921D COMMON ASSY (0) | TUTV0921D COMMON ASSY (0) |  |  | Unknown | Unknown | Unknown | Call for Quote | Call for Quote
TUTV0921D DAMPER (10) | TUTV0921D DAMPER (10) |  |  | Unknown | Unknown | Unknown | Call for Quote | Call for Quote
TUTV0921D ELEC ACCY (12) | TUTV0921D ELEC ACCY (12) |  |  | Unknown | Unknown | Unknown | Call for Quote | Call for Quote
TUTV0921D ELEC HEAT (8) | TUTV0921D ELEC HEAT (8) |  |  | Unknown | Unknown | Unknown | Call for Quote | Call for Quote
TUTV0921D HEATING (9) | TUTV0921D HEATING (9) |  |  | Unknown | Unknown | Unknown | Call for Quote | Call for Quote
TUTV0921D MICROPROCESSER (2) | TUTV0921D MICROPROCESSER (2) |  |  | Unknown | Unknown | Unknown | Call for Quote | Call for Quote
TUTV0921D OTHER ACCY (11) | TUTV0921D OTHER ACCY (11) |  |  | Unknown | Unknown | Unknown | Call for Quote | Call for Quote
TUTV0921D PACKING (14) | TUTV0921D PACKING (14) |  |  | Unknown | Unknown | Unknown | Call for Quote | Call for Quote
TUTV0921D REFRIGERANT (3) | TUTV0921D REFRIGERANT (3) |  |  | Unknown | Unknown | Unknown | Call for Quote | Call for Quote
TUTV0921D TWIN-COOL VALVE (6) | TUTV0921D TWIN-COOL VALVE (6) |  |  | Unknown | Unknown | Unknown | Call for Quote | Call for Quote
TUTV0921D VERSION (4) | TUTV0921D VERSION (4) |  |  | Unknown | Unknown | Unknown | Call for Quote | Call for Quote
TUTV0921G ACCESSORIES (7) | TUTV0921G ACCESSORIES (7) |  |  | Unknown | Unknown | Unknown | Call for Quote | Call for Quote
TUTV0921G AIR FILTER (5) | TUTV0921G AIR FILTER (5) |  |  | Unknown | Unknown | Unknown | Call for Quote | Call for Quote
TUTV0921G AIR FLOW CONFIG (1) | TUTV0921G AIR FLOW CONFIG (1) |  |  | Unknown | Unknown | Unknown | Call for Quote | Call for Quote
TUTV0921G COMMON ASSY (0) | TUTV0921G COMMON ASSY (0) |  |  | Unknown | Unknown | Unknown | Call for Quote | Call for Quote
TUTV0921G DAMPER (10) | TUTV0921G DAMPER (10) |  |  | Unknown | Unknown | Unknown | Call for Quote | Call for Quote
TUTV0921G ELEC ACCY (12) | TUTV0921G ELEC ACCY (12) |  |  | Unknown | Unknown | Unknown | Call for Quote | Call for Quote
TUTV0921G ELEC HEAT (8) | TUTV0921G ELEC HEAT (8) |  |  | Unknown | Unknown | Unknown | Call for Quote | Call for Quote
TUTV0921G HEATING (9) | TUTV0921G HEATING (9) |  |  | Unknown | Unknown | Unknown | Call for Quote | Call for Quote
TUTV0921G MICROPROCESSER (2) | TUTV0921G MICROPROCESSER (2) |  |  | Unknown | Unknown | Unknown | Call for Quote | Call for Quote
TUTV0921G OTHER ACCY (11) | TUTV0921G OTHER ACCY (11) |  |  | Unknown | Unknown | Unknown | Call for Quote | Call for Quote
TUTV0921G PACKING (14) | TUTV0921G PACKING (14) |  |  | Unknown | Unknown | Unknown | Call for Quote | Call for Quote
TUTV0921G REFRIGERANT (3) | TUTV0921G REFRIGERANT (3) |  |  | Unknown | Unknown | Unknown | Call for Quote | Call for Quote
TUTV0921G TWIN-COOL VALVE (6) | TUTV0921G TWIN-COOL VALVE (6) |  |  | Unknown | Unknown | Unknown | Call for Quote | Call for Quote
TUTV0921G VERSION (4) | TUTV0921G VERSION (4) |  |  | Unknown | Unknown | Unknown | Call for Quote | Call for Quote
TUTV0921L ACCESSORIES (7) | TUTV0921L ACCESSORIES (7) |  |  | Unknown | Unknown | Unknown | Call for Quote | Call for Quote
TUTV0921L AIR FILTER (5) | TUTV0921L AIR FILTER (5) |  |  | Unknown | Unknown | Unknown | Call for Quote | Call for Quote
TUTV0921L AIR FLOW CONFIG (1) | TUTV0921L AIR FLOW CONFIG (1) |  |  | Unknown | Unknown | Unknown | Call for Quote | Call for Quote
TUTV0921L COMMON ASSY (0) | TUTV0921L COMMON ASSY (0) |  |  | Unknown | Unknown | Unknown | Call for Quote | Call for Quote
TUTV0921L DAMPER (10) | TUTV0921L DAMPER (10) |  |  | Unknown | Unknown | Unknown | Call for Quote | Call for Quote
TUTV0921L ELEC ACCY (12) | TUTV0921L ELEC ACCY (12) |  |  | Unknown | Unknown | Unknown | Call for Quote | Call for Quote
TUTV0921L ELEC HEAT (8) | TUTV0921L ELEC HEAT (8) |  |  | Unknown | Unknown | Unknown | Call for Quote | Call for Quote
TUTV0921L HEATING (9) | TUTV0921L HEATING (9) |  |  | Unknown | Unknown | Unknown | Call for Quote | Call for Quote
TUTV0921L MICROPROCESSER (2) | TUTV0921L MICROPROCESSER (2) |  |  | Unknown | Unknown | Unknown | Call for Quote | Call for Quote
TUTV0921L OTHER ACCY (11) | TUTV0921L OTHER ACCY (11) |  |  | Unknown | Unknown | Unknown | Call for Quote | Call for Quote
TUTV0921L PACKING (14) | TUTV0921L PACKING (14) |  |  | Unknown | Unknown | Unknown | Call for Quote | Call for Quote
TUTV0921L REFRIGERANT (3) | TUTV0921L REFRIGERANT (3) |  |  | Unknown | Unknown | Unknown | Call for Quote | Call for Quote
TUTV0921L TWIN-COOL VALVE (6) | TUTV0921L TWIN-COOL VALVE (6) |  |  | Unknown | Unknown | Unknown | Call for Quote | Call for Quote
TUTV0921L VERSION (4) | TUTV0921L VERSION (4) |  |  | Unknown | Unknown | Unknown | Call for Quote | Call for Quote
TUTV1121D ACCESSORIES (7) | TUTV1121D ACCESSORIES (7) |  |  | Unknown | Unknown | Unknown | Call for Quote | Call for Quote
TUTV1121D AIR FILTER (5) | TUTV1121D AIR FILTER (5) |  |  | Unknown | Unknown | Unknown | Call for Quote | Call for Quote
TUTV1121D AIR FLOW CONFIG (1) | TUTV1121D AIR FLOW CONFIG (1) |  |  | Unknown | Unknown | Unknown | Call for Quote | Call for Quote
TUTV1121D COMMON ASSY (0) | TUTV1121D COMMON ASSY (0) |  |  | Unknown | Unknown | Unknown | Call for Quote | Call for Quote
TUTV1121D DAMPER (10) | TUTV1121D DAMPER (10) |  |  | Unknown | Unknown | Unknown | Call for Quote | Call for Quote
TUTV1121D ELEC ACCY (12) | TUTV1121D ELEC ACCY (12) |  |  | Unknown | Unknown | Unknown | Call for Quote | Call for Quote
TUTV1121D ELEC HEAT (8) | TUTV1121D ELEC HEAT (8) |  |  | Unknown | Unknown | Unknown | Call for Quote | Call for Quote
TUTV1121D HEATING (9) | TUTV1121D HEATING (9) |  |  | Unknown | Unknown | Unknown | Call for Quote | Call for Quote
TUTV1121D MICROPROCESSER (2) | TUTV1121D MICROPROCESSER (2) |  |  | Unknown | Unknown | Unknown | Call for Quote | Call for Quote
TUTV1121D OTHER ACCY (11) | TUTV1121D OTHER ACCY (11) |  |  | Unknown | Unknown | Unknown | Call for Quote | Call for Quote
TUTV1121D PACKING (14) | TUTV1121D PACKING (14) |  |  | Unknown | Unknown | Unknown | Call for Quote | Call for Quote
TUTV1121D REFRIGERANT (3) | TUTV1121D REFRIGERANT (3) |  |  | Unknown | Unknown | Unknown | Call for Quote | Call for Quote
TUTV1121D TWIN-COOL VALVE (6) | TUTV1121D TWIN-COOL VALVE (6) |  |  | Unknown | Unknown | Unknown | Call for Quote | Call for Quote
TUTV1121D VERSION (4) | TUTV1121D VERSION (4) |  |  | Unknown | Unknown | Unknown | Call for Quote | Call for Quote
TUTV1121G ACCESSORIES (7) | TUTV1121G ACCESSORIES (7) |  |  | Unknown | Unknown | Unknown | Call for Quote | Call for Quote
TUTV1121G AIR FILTER (5) | TUTV1121G AIR FILTER (5) |  |  | Unknown | Unknown | Unknown | Call for Quote | Call for Quote
TUTV1121G AIR FLOW CONFIG (1) | TUTV1121G AIR FLOW CONFIG (1) |  |  | Unknown | Unknown | Unknown | Call for Quote | Call for Quote
TUTV1121G COMMON ASSY (0) | TUTV1121G COMMON ASSY (0) |  |  | Unknown | Unknown | Unknown | Call for Quote | Call for Quote
TUTV1121G DAMPER (10) | TUTV1121G DAMPER (10) |  |  | Unknown | Unknown | Unknown | Call for Quote | Call for Quote
TUTV1121G ELEC ACCY (12) | TUTV1121G ELEC ACCY (12) |  |  | Unknown | Unknown | Unknown | Call for Quote | Call for Quote
TUTV1121G ELEC HEAT (8) | TUTV1121G ELEC HEAT (8) |  |  | Unknown | Unknown | Unknown | Call for Quote | Call for Quote
TUTV1121G HEATING (9) | TUTV1121G HEATING (9) |  |  | Unknown | Unknown | Unknown | Call for Quote | Call for Quote
TUTV1121G MICROPROCESSER (2) | TUTV1121G MICROPROCESSER (2) |  |  | Unknown | Unknown | Unknown | Call for Quote | Call for Quote
TUTV1121G OTHER ACCY (11) | TUTV1121G OTHER ACCY (11) |  |  | Unknown | Unknown | Unknown | Call for Quote | Call for Quote
TUTV1121G PACKING (14) | TUTV1121G PACKING (14) |  |  | Unknown | Unknown | Unknown | Call for Quote | Call for Quote
TUTV1121G REFRIGERANT (3) | TUTV1121G REFRIGERANT (3) |  |  | Unknown | Unknown | Unknown | Call for Quote | Call for Quote
TUTV1121G TWIN-COOL VALVE (6) | TUTV1121G TWIN-COOL VALVE (6) |  |  | Unknown | Unknown | Unknown | Call for Quote | Call for Quote
TUTV1121G VERSION (4) | TUTV1121G VERSION (4) |  |  | Unknown | Unknown | Unknown | Call for Quote | Call for Quote
TUTV1121L ACCESSORIES (7) | TUTV1121L ACCESSORIES (7) |  |  | Unknown | Unknown | Unknown | Call for Quote | Call for Quote
TUTV1121L AIR FILTER (5) | TUTV1121L AIR FILTER (5) |  |  | Unknown | Unknown | Unknown | Call for Quote | Call for Quote
TUTV1121L AIR FLOW CONFIG (1) | TUTV1121L AIR FLOW CONFIG (1) |  |  | Unknown | Unknown | Unknown | Call for Quote | Call for Quote
TUTV1121L COMMON ASSY (0) | TUTV1121L COMMON ASSY (0) |  |  | Unknown | Unknown | Unknown | Call for Quote | Call for Quote
TUTV1121L DAMPER (10) | TUTV1121L DAMPER (10) |  |  | Unknown | Unknown | Unknown | Call for Quote | Call for Quote
TUTV1121L ELEC ACCY (12) | TUTV1121L ELEC ACCY (12) |  |  | Unknown | Unknown | Unknown | Call for Quote | Call for Quote
TUTV1121L ELEC HEAT (8) | TUTV1121L ELEC HEAT (8) |  |  | Unknown | Unknown | Unknown | Call for Quote | Call for Quote
TUTV1121L HEATING (9) | TUTV1121L HEATING (9) |  |  | Unknown | Unknown | Unknown | Call for Quote | Call for Quote
TUTV1121L MICROPROCESSER (2) | TUTV1121L MICROPROCESSER (2) |  |  | Unknown | Unknown | Unknown | Call for Quote | Call for Quote
TUTV1121L OTHER ACCY (11) | TUTV1121L OTHER ACCY (11) |  |  | Unknown | Unknown | Unknown | Call for Quote | Call for Quote
TUTV1121L PACKING (14) | TUTV1121L PACKING (14) |  |  | Unknown | Unknown | Unknown | Call for Quote | Call for Quote
TUTV1121L REFRIGERANT (3) | TUTV1121L REFRIGERANT (3) |  |  | Unknown | Unknown | Unknown | Call for Quote | Call for Quote
TUTV1121L TWIN-COOL VALVE (6) | TUTV1121L TWIN-COOL VALVE (6) |  |  | Unknown | Unknown | Unknown | Call for Quote | Call for Quote
TUTV1121L VERSION (4) | TUTV1121L VERSION (4) |  |  | Unknown | Unknown | Unknown | Call for Quote | Call for Quote
TUTV1422D ACCESSORIES (7) | TUTV1422D ACCESSORIES (7) |  |  | Unknown | Unknown | Unknown | Call for Quote | Call for Quote
TUTV1422D AIR FILTER (5) | TUTV1422D AIR FILTER (5) |  |  | Unknown | Unknown | Unknown | Call for Quote | Call for Quote
TUTV1422D AIR FLOW CONFIG (1) | TUTV1422D AIR FLOW CONFIG (1) |  |  | Unknown | Unknown | Unknown | Call for Quote | Call for Quote
TUTV1422D COMMON ASSY (0) | TUTV1422D COMMON ASSY (0) |  |  | Unknown | Unknown | Unknown | Call for Quote | Call for Quote
TUTV1422D DAMPER (10) | TUTV1422D DAMPER (10) |  |  | Unknown | Unknown | Unknown | Call for Quote | Call for Quote
TUTV1422D ELEC ACCY (12) | TUTV1422D ELEC ACCY (12) |  |  | Unknown | Unknown | Unknown | Call for Quote | Call for Quote
TUTV1422D ELEC HEAT (8) | TUTV1422D ELEC HEAT (8) |  |  | Unknown | Unknown | Unknown | Call for Quote | Call for Quote
TUTV1422D HEATING (9) | TUTV1422D HEATING (9) |  |  | Unknown | Unknown | Unknown | Call for Quote | Call for Quote
TUTV1422D MICROPROCESSER (2) | TUTV1422D MICROPROCESSER (2) |  |  | Unknown | Unknown | Unknown | Call for Quote | Call for Quote
TUTV1422D OTHER ACCY (11) | TUTV1422D OTHER ACCY (11) |  |  | Unknown | Unknown | Unknown | Call for Quote | Call for Quote
TUTV1422D PACKING (14) | TUTV1422D PACKING (14) |  |  | Unknown | Unknown | Unknown | Call for Quote | Call for Quote
TUTV1422D REFRIGERANT (3) | TUTV1422D REFRIGERANT (3) |  |  | Unknown | Unknown | Unknown | Call for Quote | Call for Quote
TUTV1422D TWIN-COOL VALVE (6) | TUTV1422D TWIN-COOL VALVE (6) |  |  | Unknown | Unknown | Unknown | Call for Quote | Call for Quote
TUTV1422D VERSION (4) | TUTV1422D VERSION (4) |  |  | Unknown | Unknown | Unknown | Call for Quote | Call for Quote
TUTV1422G ACCESSORIES (7) | TUTV1422G ACCESSORIES (7) |  |  | Unknown | Unknown | Unknown | Call for Quote | Call for Quote
TUTV1422G AIR FILTER (5) | TUTV1422G AIR FILTER (5) |  |  | Unknown | Unknown | Unknown | Call for Quote | Call for Quote
TUTV1422G AIR FLOW CONFIG (1) | TUTV1422G AIR FLOW CONFIG (1) |  |  | Unknown | Unknown | Unknown | Call for Quote | Call for Quote
TUTV1422G COMMON ASSY (0) | TUTV1422G COMMON ASSY (0) |  |  | Unknown | Unknown | Unknown | Call for Quote | Call for Quote
TUTV1422G DAMPER (10) | TUTV1422G DAMPER (10) |  |  | Unknown | Unknown | Unknown | Call for Quote | Call for Quote
TUTV1422G ELEC ACCY (12) | TUTV1422G ELEC ACCY (12) |  |  | Unknown | Unknown | Unknown | Call for Quote | Call for Quote
TUTV1422G ELEC HEAT (8) | TUTV1422G ELEC HEAT (8) |  |  | Unknown | Unknown | Unknown | Call for Quote | Call for Quote
TUTV1422G HEATING (9) | TUTV1422G HEATING (9) |  |  | Unknown | Unknown | Unknown | Call for Quote | Call for Quote
TUTV1422G MICROPROCESSER (2) | TUTV1422G MICROPROCESSER (2) |  |  | Unknown | Unknown | Unknown | Call for Quote | Call for Quote
TUTV1422G OTHER ACCY (11) | TUTV1422G OTHER ACCY (11) |  |  | Unknown | Unknown | Unknown | Call for Quote | Call for Quote
TUTV1422G PACKING (14) | TUTV1422G PACKING (14) |  |  | Unknown | Unknown | Unknown | Call for Quote | Call for Quote
TUTV1422G REFRIGERANT (3) | TUTV1422G REFRIGERANT (3) |  |  | Unknown | Unknown | Unknown | Call for Quote | Call for Quote
TUTV1422G TWIN-COOL VALVE (6) | TUTV1422G TWIN-COOL VALVE (6) |  |  | Unknown | Unknown | Unknown | Call for Quote | Call for Quote
TUTV1422G VERSION (4) | TUTV1422G VERSION (4) |  |  | Unknown | Unknown | Unknown | Call for Quote | Call for Quote
TUTV1422L ACCESSORIES (7) | TUTV1422L ACCESSORIES (7) |  |  | Unknown | Unknown | Unknown | Call for Quote | Call for Quote
TUTV1422L AIR FILTER (5) | TUTV1422L AIR FILTER (5) |  |  | Unknown | Unknown | Unknown | Call for Quote | Call for Quote
TUTV1422L AIR FLOW CONFIG (1) | TUTV1422L AIR FLOW CONFIG (1) |  |  | Unknown | Unknown | Unknown | Call for Quote | Call for Quote
TUTV1422L COMMON ASSY (0) | TUTV1422L COMMON ASSY (0) |  |  | Unknown | Unknown | Unknown | Call for Quote | Call for Quote
TUTV1422L DAMPER (10) | TUTV1422L DAMPER (10) |  |  | Unknown | Unknown | Unknown | Call for Quote | Call for Quote
TUTV1422L ELEC ACCY (12) | TUTV1422L ELEC ACCY (12) |  |  | Unknown | Unknown | Unknown | Call for Quote | Call for Quote
TUTV1422L ELEC HEAT (8) | TUTV1422L ELEC HEAT (8) |  |  | Unknown | Unknown | Unknown | Call for Quote | Call for Quote
TUTV1422L HEATING (9) | TUTV1422L HEATING (9) |  |  | Unknown | Unknown | Unknown | Call for Quote | Call for Quote
TUTV1422L MICROPROCESSER (2) | TUTV1422L MICROPROCESSER (2) |  |  | Unknown | Unknown | Unknown | Call for Quote | Call for Quote
TUTV1422L OTHER ACCY (11) | TUTV1422L OTHER ACCY (11) |  |  | Unknown | Unknown | Unknown | Call for Quote | Call for Quote
TUTV1422L PACKING (14) | TUTV1422L PACKING (14) |  |  | Unknown | Unknown | Unknown | Call for Quote | Call for Quote
TUTV1422L REFRIGERANT (3) | TUTV1422L REFRIGERANT (3) |  |  | Unknown | Unknown | Unknown | Call for Quote | Call for Quote
TUTV1422L TWIN-COOL VALVE (6) | TUTV1422L TWIN-COOL VALVE (6) |  |  | Unknown | Unknown | Unknown | Call for Quote | Call for Quote
TUTV1422L VERSION (4) | TUTV1422L VERSION (4) |  |  | Unknown | Unknown | Unknown | Call for Quote | Call for Quote
TUTV1622D ACCESSORIES (7) | TUTV1622D ACCESSORIES (7) |  |  | Unknown | Unknown | Unknown | Call for Quote | Call for Quote
TUTV1622D AIR FILTER (5) | TUTV1622D AIR FILTER (5) |  |  | Unknown | Unknown | Unknown | Call for Quote | Call for Quote
TUTV1622D AIR FLOW CONFIG (1) | TUTV1622D AIR FLOW CONFIG (1) |  |  | Unknown | Unknown | Unknown | Call for Quote | Call for Quote
TUTV1622D COMMON ASSY (0) | TUTV1622D COMMON ASSY (0) |  |  | Unknown | Unknown | Unknown | Call for Quote | Call for Quote
TUTV1622D DAMPER (10) | TUTV1622D DAMPER (10) |  |  | Unknown | Unknown | Unknown | Call for Quote | Call for Quote
TUTV1622D ELEC ACCY (12) | TUTV1622D ELEC ACCY (12) |  |  | Unknown | Unknown | Unknown | Call for Quote | Call for Quote
TUTV1622D ELEC HEAT (8) | TUTV1622D ELEC HEAT (8) |  |  | Unknown | Unknown | Unknown | Call for Quote | Call for Quote
TUTV1622D HEATING (9) | TUTV1622D HEATING (9) |  |  | Unknown | Unknown | Unknown | Call for Quote | Call for Quote
TUTV1622D MICROPROCESSER (2) | TUTV1622D MICROPROCESSER (2) |  |  | Unknown | Unknown | Unknown | Call for Quote | Call for Quote
TUTV1622D OTHER ACCY (11) | TUTV1622D OTHER ACCY (11) |  |  | Unknown | Unknown | Unknown | Call for Quote | Call for Quote
TUTV1622D PACKING (14) | TUTV1622D PACKING (14) |  |  | Unknown | Unknown | Unknown | Call for Quote | Call for Quote
TUTV1622D REFRIGERANT (3) | TUTV1622D REFRIGERANT (3) |  |  | Unknown | Unknown | Unknown | Call for Quote | Call for Quote
TUTV1622D TWIN-COOL VALVE (6) | TUTV1622D TWIN-COOL VALVE (6) |  |  | Unknown | Unknown | Unknown | Call for Quote | Call for Quote
TUTV1622D VERSION (4) | TUTV1622D VERSION (4) |  |  | Unknown | Unknown | Unknown | Call for Quote | Call for Quote
TUTV1622G ACCESSORIES (7) | TUTV1622G ACCESSORIES (7) |  |  | Unknown | Unknown | Unknown | Call for Quote | Call for Quote
TUTV1622G AIR FILTER (5) | TUTV1622G AIR FILTER (5) |  |  | Unknown | Unknown | Unknown | Call for Quote | Call for Quote
TUTV1622G AIR FLOW CONFIG (1) | TUTV1622G AIR FLOW CONFIG (1) |  |  | Unknown | Unknown | Unknown | Call for Quote | Call for Quote
TUTV1622G COMMON ASSY (0) | TUTV1622G COMMON ASSY (0) |  |  | Unknown | Unknown | Unknown | Call for Quote | Call for Quote
TUTV1622G DAMPER (10) | TUTV1622G DAMPER (10) |  |  | Unknown | Unknown | Unknown | Call for Quote | Call for Quote
TUTV1622G ELEC ACCY (12) | TUTV1622G ELEC ACCY (12) |  |  | Unknown | Unknown | Unknown | Call for Quote | Call for Quote
TUTV1622G ELEC HEAT (8) | TUTV1622G ELEC HEAT (8) |  |  | Unknown | Unknown | Unknown | Call for Quote | Call for Quote
TUTV1622G HEATING (9) | TUTV1622G HEATING (9) |  |  | Unknown | Unknown | Unknown | Call for Quote | Call for Quote
TUTV1622G MICROPROCESSER (2) | TUTV1622G MICROPROCESSER (2) |  |  | Unknown | Unknown | Unknown | Call for Quote | Call for Quote
TUTV1622G OTHER ACCY (11) | TUTV1622G OTHER ACCY (11) |  |  | Unknown | Unknown | Unknown | Call for Quote | Call for Quote
TUTV1622G PACKING (14) | TUTV1622G PACKING (14) |  |  | Unknown | Unknown | Unknown | Call for Quote | Call for Quote
TUTV1622G REFRIGERANT (3) | TUTV1622G REFRIGERANT (3) |  |  | Unknown | Unknown | Unknown | Call for Quote | Call for Quote
TUTV1622G TWIN-COOL VALVE (6) | TUTV1622G TWIN-COOL VALVE (6) |  |  | Unknown | Unknown | Unknown | Call for Quote | Call for Quote
TUTV1622G VERSION (4) | TUTV1622G VERSION (4) |  |  | Unknown | Unknown | Unknown | Call for Quote | Call for Quote
TUTV1622L ACCESSORIES (7) | TUTV1622L ACCESSORIES (7) |  |  | Unknown | Unknown | Unknown | Call for Quote | Call for Quote
TUTV1622L AIR FILTER (5) | TUTV1622L AIR FILTER (5) |  |  | Unknown | Unknown | Unknown | Call for Quote | Call for Quote
TUTV1622L AIR FLOW CONFIG (1) | TUTV1622L AIR FLOW CONFIG (1) |  |  | Unknown | Unknown | Unknown | Call for Quote | Call for Quote
TUTV1622L COMMON ASSY (0) | TUTV1622L COMMON ASSY (0) |  |  | Unknown | Unknown | Unknown | Call for Quote | Call for Quote
TUTV1622L DAMPER (10) | TUTV1622L DAMPER (10) |  |  | Unknown | Unknown | Unknown | Call for Quote | Call for Quote
TUTV1622L ELEC ACCY (12) | TUTV1622L ELEC ACCY (12) |  |  | Unknown | Unknown | Unknown | Call for Quote | Call for Quote
TUTV1622L ELEC HEAT (8) | TUTV1622L ELEC HEAT (8) |  |  | Unknown | Unknown | Unknown | Call for Quote | Call for Quote
TUTV1622L HEATING (9) | TUTV1622L HEATING (9) |  |  | Unknown | Unknown | Unknown | Call for Quote | Call for Quote
TUTV1622L MICROPROCESSER (2) | TUTV1622L MICROPROCESSER (2) |  |  | Unknown | Unknown | Unknown | Call for Quote | Call for Quote
TUTV1622L OTHER ACCY (11) | TUTV1622L OTHER ACCY (11) |  |  | Unknown | Unknown | Unknown | Call for Quote | Call for Quote
TUTV1622L PACKING (14) | TUTV1622L PACKING (14) |  |  | Unknown | Unknown | Unknown | Call for Quote | Call for Quote
TUTV1622L REFRIGERANT (3) | TUTV1622L REFRIGERANT (3) |  |  | Unknown | Unknown | Unknown | Call for Quote | Call for Quote
TUTV1622L TWIN-COOL VALVE (6) | TUTV1622L TWIN-COOL VALVE (6) |  |  | Unknown | Unknown | Unknown | Call for Quote | Call for Quote
TUTV1622L VERSION (4) | TUTV1622L VERSION (4) |  |  | Unknown | Unknown | Unknown | Call for Quote | Call for Quote
TUTV1822D ACCESSORIES (7) | TUTV1822D ACCESSORIES (7) |  |  | Unknown | Unknown | Unknown | Call for Quote | Call for Quote
TUTV1822D AIR FILTER (5) | TUTV1822D AIR FILTER (5) |  |  | Unknown | Unknown | Unknown | Call for Quote | Call for Quote
TUTV1822D AIR FLOW CONFIG (1) | TUTV1822D AIR FLOW CONFIG (1) |  |  | Unknown | Unknown | Unknown | Call for Quote | Call for Quote
TUTV1822D COMMON ASSY (0) | TUTV1822D COMMON ASSY (0) |  |  | Unknown | Unknown | Unknown | Call for Quote | Call for Quote
TUTV1822D DAMPER (10) | TUTV1822D DAMPER (10) |  |  | Unknown | Unknown | Unknown | Call for Quote | Call for Quote
TUTV1822D ELEC ACCY (12) | TUTV1822D ELEC ACCY (12) |  |  | Unknown | Unknown | Unknown | Call for Quote | Call for Quote
TUTV1822D ELEC HEAT (8) | TUTV1822D ELEC HEAT (8) |  |  | Unknown | Unknown | Unknown | Call for Quote | Call for Quote
TUTV1822D HEATING (9) | TUTV1822D HEATING (9) |  |  | Unknown | Unknown | Unknown | Call for Quote | Call for Quote
TUTV1822D MICROPROCESSER (2) | TUTV1822D MICROPROCESSER (2) |  |  | Unknown | Unknown | Unknown | Call for Quote | Call for Quote
TUTV1822D OTHER ACCY (11) | TUTV1822D OTHER ACCY (11) |  |  | Unknown | Unknown | Unknown | Call for Quote | Call for Quote
TUTV1822D PACKING (14) | TUTV1822D PACKING (14) |  |  | Unknown | Unknown | Unknown | Call for Quote | Call for Quote
TUTV1822D REFRIGERANT (3) | TUTV1822D REFRIGERANT (3) |  |  | Unknown | Unknown | Unknown | Call for Quote | Call for Quote
TUTV1822D TWIN-COOL VALVE (6) | TUTV1822D TWIN-COOL VALVE (6) |  |  | Unknown | Unknown | Unknown | Call for Quote | Call for Quote
TUTV1822D VERSION (4) | TUTV1822D VERSION (4) |  |  | Unknown | Unknown | Unknown | Call for Quote | Call for Quote
TUTV1822G ACCESSORIES (7) | TUTV1822G ACCESSORIES (7) |  |  | Unknown | Unknown | Unknown | Call for Quote | Call for Quote
TUTV1822G AIR FILTER (5) | TUTV1822G AIR FILTER (5) |  |  | Unknown | Unknown | Unknown | Call for Quote | Call for Quote
TUTV1822G AIR FLOW CONFIG (1) | TUTV1822G AIR FLOW CONFIG (1) |  |  | Unknown | Unknown | Unknown | Call for Quote | Call for Quote
TUTV1822G COMMON ASSY (0) | TUTV1822G COMMON ASSY (0) |  |  | Unknown | Unknown | Unknown | Call for Quote | Call for Quote
TUTV1822G DAMPER (10) | TUTV1822G DAMPER (10) |  |  | Unknown | Unknown | Unknown | Call for Quote | Call for Quote
TUTV1822G ELEC ACCY (12) | TUTV1822G ELEC ACCY (12) |  |  | Unknown | Unknown | Unknown | Call for Quote | Call for Quote
TUTV1822G ELEC HEAT (8) | TUTV1822G ELEC HEAT (8) |  |  | Unknown | Unknown | Unknown | Call for Quote | Call for Quote
TUTV1822G HEATING (9) | TUTV1822G HEATING (9) |  |  | Unknown | Unknown | Unknown | Call for Quote | Call for Quote
TUTV1822G MICROPROCESSER (2) | TUTV1822G MICROPROCESSER (2) |  |  | Unknown | Unknown | Unknown | Call for Quote | Call for Quote
TUTV1822G OTHER ACCY (11) | TUTV1822G OTHER ACCY (11) |  |  | Unknown | Unknown | Unknown | Call for Quote | Call for Quote
TUTV1822G PACKING (14) | TUTV1822G PACKING (14) |  |  | Unknown | Unknown | Unknown | Call for Quote | Call for Quote
TUTV1822G REFRIGERANT (3) | TUTV1822G REFRIGERANT (3) |  |  | Unknown | Unknown | Unknown | Call for Quote | Call for Quote
TUTV1822G TWIN-COOL VALVE (6) | TUTV1822G TWIN-COOL VALVE (6) |  |  | Unknown | Unknown | Unknown | Call for Quote | Call for Quote
TUTV1822G VERSION (4) | TUTV1822G VERSION (4) |  |  | Unknown | Unknown | Unknown | Call for Quote | Call for Quote
TUTV1822L ACCESSORIES (7) | TUTV1822L ACCESSORIES (7) |  |  | Unknown | Unknown | Unknown | Call for Quote | Call for Quote
TUTV1822L AIR FILTER (5) | TUTV1822L AIR FILTER (5) |  |  | Unknown | Unknown | Unknown | Call for Quote | Call for Quote
TUTV1822L AIR FLOW CONFIG (1) | TUTV1822L AIR FLOW CONFIG (1) |  |  | Unknown | Unknown | Unknown | Call for Quote | Call for Quote
TUTV1822L COMMON ASSY (0) | TUTV1822L COMMON ASSY (0) |  |  | Unknown | Unknown | Unknown | Call for Quote | Call for Quote
TUTV1822L DAMPER (10) | TUTV1822L DAMPER (10) |  |  | Unknown | Unknown | Unknown | Call for Quote | Call for Quote
TUTV1822L ELEC ACCY (12) | TUTV1822L ELEC ACCY (12) |  |  | Unknown | Unknown | Unknown | Call for Quote | Call for Quote
TUTV1822L ELEC HEAT (8) | TUTV1822L ELEC HEAT (8) |  |  | Unknown | Unknown | Unknown | Call for Quote | Call for Quote
TUTV1822L HEATING (9) | TUTV1822L HEATING (9) |  |  | Unknown | Unknown | Unknown | Call for Quote | Call for Quote
TUTV1822L MICROPROCESSER (2) | TUTV1822L MICROPROCESSER (2) |  |  | Unknown | Unknown | Unknown | Call for Quote | Call for Quote
TUTV1822L OTHER ACCY (11) | TUTV1822L OTHER ACCY (11) |  |  | Unknown | Unknown | Unknown | Call for Quote | Call for Quote
TUTV1822L PACKING (14) | TUTV1822L PACKING (14) |  |  | Unknown | Unknown | Unknown | Call for Quote | Call for Quote
TUTV1822L REFRIGERANT (3) | TUTV1822L REFRIGERANT (3) |  |  | Unknown | Unknown | Unknown | Call for Quote | Call for Quote
TUTV1822L TWIN-COOL VALVE (6) | TUTV1822L TWIN-COOL VALVE (6) |  |  | Unknown | Unknown | Unknown | Call for Quote | Call for Quote
TUTV1822L VERSION (4) | TUTV1822L VERSION (4) |  |  | Unknown | Unknown | Unknown | Call for Quote | Call for Quote
TUTV2242D ACCESSORIES (7) | TUTV2242D ACCESSORIES (7) |  |  | Unknown | Unknown | Unknown | Call for Quote | Call for Quote
TUTV2242D AIR FILTER (5) | TUTV2242D AIR FILTER (5) |  |  | Unknown | Unknown | Unknown | Call for Quote | Call for Quote
TUTV2242D AIR FLOW CONFIG (1) | TUTV2242D AIR FLOW CONFIG (1) |  |  | Unknown | Unknown | Unknown | Call for Quote | Call for Quote
TUTV2242D COMMON ASSY (0) | TUTV2242D COMMON ASSY (0) |  |  | Unknown | Unknown | Unknown | Call for Quote | Call for Quote
TUTV2242D DAMPER (10) | TUTV2242D DAMPER (10) |  |  | Unknown | Unknown | Unknown | Call for Quote | Call for Quote
TUTV2242D ELEC ACCY (12) | TUTV2242D ELEC ACCY (12) |  |  | Unknown | Unknown | Unknown | Call for Quote | Call for Quote
TUTV2242D ELEC HEAT (8) | TUTV2242D ELEC HEAT (8) |  |  | Unknown | Unknown | Unknown | Call for Quote | Call for Quote
TUTV2242D HEATING (9) | TUTV2242D HEATING (9) |  |  | Unknown | Unknown | Unknown | Call for Quote | Call for Quote
TUTV2242D MICROPROCESSER (2) | TUTV2242D MICROPROCESSER (2) |  |  | Unknown | Unknown | Unknown | Call for Quote | Call for Quote
TUTV2242D OTHER ACCY (11) | TUTV2242D OTHER ACCY (11) |  |  | Unknown | Unknown | Unknown | Call for Quote | Call for Quote
TUTV2242D PACKING (14) | TUTV2242D PACKING (14) |  |  | Unknown | Unknown | Unknown | Call for Quote | Call for Quote
TUTV2242D REFRIGERANT (3) | TUTV2242D REFRIGERANT (3) |  |  | Unknown | Unknown | Unknown | Call for Quote | Call for Quote
TUTV2242D TWIN-COOL VALVE (6) | TUTV2242D TWIN-COOL VALVE (6) |  |  | Unknown | Unknown | Unknown | Call for Quote | Call for Quote
TUTV2242D VERSION (4) | TUTV2242D VERSION (4) |  |  | Unknown | Unknown | Unknown | Call for Quote | Call for Quote
TUTV2242G ACCESSORIES (7) | TUTV2242G ACCESSORIES (7) |  |  | Unknown | Unknown | Unknown | Call for Quote | Call for Quote
TUTV2242G AIR FILTER (5) | TUTV2242G AIR FILTER (5) |  |  | Unknown | Unknown | Unknown | Call for Quote | Call for Quote
TUTV2242G AIR FLOW CONFIG (1) | TUTV2242G AIR FLOW CONFIG (1) |  |  | Unknown | Unknown | Unknown | Call for Quote | Call for Quote
TUTV2242G COMMON ASSY (0) | TUTV2242G COMMON ASSY (0) |  |  | Unknown | Unknown | Unknown | Call for Quote | Call for Quote
TUTV2242G DAMPER (10) | TUTV2242G DAMPER (10) |  |  | Unknown | Unknown | Unknown | Call for Quote | Call for Quote
TUTV2242G ELEC ACCY (12) | TUTV2242G ELEC ACCY (12) |  |  | Unknown | Unknown | Unknown | Call for Quote | Call for Quote
TUTV2242G ELEC HEAT (8) | TUTV2242G ELEC HEAT (8) |  |  | Unknown | Unknown | Unknown | Call for Quote | Call for Quote
TUTV2242G HEATING (9) | TUTV2242G HEATING (9) |  |  | Unknown | Unknown | Unknown | Call for Quote | Call for Quote
TUTV2242G MICROPROCESSER (2) | TUTV2242G MICROPROCESSER (2) |  |  | Unknown | Unknown | Unknown | Call for Quote | Call for Quote
TUTV2242G OTHER ACCY (11) | TUTV2242G OTHER ACCY (11) |  |  | Unknown | Unknown | Unknown | Call for Quote | Call for Quote
TUTV2242G PACKING (14) | TUTV2242G PACKING (14) |  |  | Unknown | Unknown | Unknown | Call for Quote | Call for Quote
TUTV2242G REFRIGERANT (3) | TUTV2242G REFRIGERANT (3) |  |  | Unknown | Unknown | Unknown | Call for Quote | Call for Quote
TUTV2242G TWIN-COOL VALVE (6) | TUTV2242G TWIN-COOL VALVE (6) |  |  | Unknown | Unknown | Unknown | Call for Quote | Call for Quote
TUTV2242G VERSION (4) | TUTV2242G VERSION (4) |  |  | Unknown | Unknown | Unknown | Call for Quote | Call for Quote
TUTV2242L ACCESSORIES (7) | TUTV2242L ACCESSORIES (7) |  |  | Unknown | Unknown | Unknown | Call for Quote | Call for Quote
TUTV2242L AIR FILTER (5) | TUTV2242L AIR FILTER (5) |  |  | Unknown | Unknown | Unknown | Call for Quote | Call for Quote
TUTV2242L AIR FLOW CONFIG (1) | TUTV2242L AIR FLOW CONFIG (1) |  |  | Unknown | Unknown | Unknown | Call for Quote | Call for Quote
TUTV2242L COMMON ASSY (0) | TUTV2242L COMMON ASSY (0) |  |  | Unknown | Unknown | Unknown | Call for Quote | Call for Quote
TUTV2242L DAMPER (10) | TUTV2242L DAMPER (10) |  |  | Unknown | Unknown | Unknown | Call for Quote | Call for Quote
TUTV2242L ELEC ACCY (12) | TUTV2242L ELEC ACCY (12) |  |  | Unknown | Unknown | Unknown | Call for Quote | Call for Quote
TUTV2242L ELEC HEAT (8) | TUTV2242L ELEC HEAT (8) |  |  | Unknown | Unknown | Unknown | Call for Quote | Call for Quote
TUTV2242L HEATING (9) | TUTV2242L HEATING (9) |  |  | Unknown | Unknown | Unknown | Call for Quote | Call for Quote
TUTV2242L MICROPROCESSER (2) | TUTV2242L MICROPROCESSER (2) |  |  | Unknown | Unknown | Unknown | Call for Quote | Call for Quote
TUTV2242L OTHER ACCY (11) | TUTV2242L OTHER ACCY (11) |  |  | Unknown | Unknown | Unknown | Call for Quote | Call for Quote
TUTV2242L PACKING (14) | TUTV2242L PACKING (14) |  |  | Unknown | Unknown | Unknown | Call for Quote | Call for Quote
TUTV2242L REFRIGERANT (3) | TUTV2242L REFRIGERANT (3) |  |  | Unknown | Unknown | Unknown | Call for Quote | Call for Quote
TUTV2242L TWIN-COOL VALVE (6) | TUTV2242L TWIN-COOL VALVE (6) |  |  | Unknown | Unknown | Unknown | Call for Quote | Call for Quote
TUTV2242L VERSION (4) | TUTV2242L VERSION (4) |  |  | Unknown | Unknown | Unknown | Call for Quote | Call for Quote
TUTV2542D ACCESSORIES (7) | TUTV2542D ACCESSORIES (7) |  |  | Unknown | Unknown | Unknown | Call for Quote | Call for Quote
TUTV2542D AIR FILTER (5) | TUTV2542D AIR FILTER (5) |  |  | Unknown | Unknown | Unknown | Call for Quote | Call for Quote
TUTV2542D AIR FLOW CONFIG (1) | TUTV2542D AIR FLOW CONFIG (1) |  |  | Unknown | Unknown | Unknown | Call for Quote | Call for Quote
TUTV2542D COMMON ASSY (0) | TUTV2542D COMMON ASSY (0) |  |  | Unknown | Unknown | Unknown | Call for Quote | Call for Quote
TUTV2542D DAMPER (10) | TUTV2542D DAMPER (10) |  |  | Unknown | Unknown | Unknown | Call for Quote | Call for Quote
TUTV2542D ELEC ACCY (12) | TUTV2542D ELEC ACCY (12) |  |  | Unknown | Unknown | Unknown | Call for Quote | Call for Quote
TUTV2542D ELEC HEAT (8) | TUTV2542D ELEC HEAT (8) |  |  | Unknown | Unknown | Unknown | Call for Quote | Call for Quote
TUTV2542D HEATING (9) | TUTV2542D HEATING (9) |  |  | Unknown | Unknown | Unknown | Call for Quote | Call for Quote
TUTV2542D MICROPROCESSER (2) | TUTV2542D MICROPROCESSER (2) |  |  | Unknown | Unknown | Unknown | Call for Quote | Call for Quote
TUTV2542D OTHER ACCY (11) | TUTV2542D OTHER ACCY (11) |  |  | Unknown | Unknown | Unknown | Call for Quote | Call for Quote
TUTV2542D PACKING (14) | TUTV2542D PACKING (14) |  |  | Unknown | Unknown | Unknown | Call for Quote | Call for Quote
TUTV2542D REFRIGERANT (3) | TUTV2542D REFRIGERANT (3) |  |  | Unknown | Unknown | Unknown | Call for Quote | Call for Quote
TUTV2542D TWIN-COOL VALVE (6) | TUTV2542D TWIN-COOL VALVE (6) |  |  | Unknown | Unknown | Unknown | Call for Quote | Call for Quote
TUTV2542D VERSION (4) | TUTV2542D VERSION (4) |  |  | Unknown | Unknown | Unknown | Call for Quote | Call for Quote
TUTV2542G ACCESSORIES (7) | TUTV2542G ACCESSORIES (7) |  |  | Unknown | Unknown | Unknown | Call for Quote | Call for Quote
TUTV2542G AIR FILTER (5) | TUTV2542G AIR FILTER (5) |  |  | Unknown | Unknown | Unknown | Call for Quote | Call for Quote
TUTV2542G AIR FLOW CONFIG (1) | TUTV2542G AIR FLOW CONFIG (1) |  |  | Unknown | Unknown | Unknown | Call for Quote | Call for Quote
TUTV2542G COMMON ASSY (0) | TUTV2542G COMMON ASSY (0) |  |  | Unknown | Unknown | Unknown | Call for Quote | Call for Quote
TUTV2542G DAMPER (10) | TUTV2542G DAMPER (10) |  |  | Unknown | Unknown | Unknown | Call for Quote | Call for Quote
TUTV2542G ELEC ACCY (12) | TUTV2542G ELEC ACCY (12) |  |  | Unknown | Unknown | Unknown | Call for Quote | Call for Quote
TUTV2542G ELEC HEAT (8) | TUTV2542G ELEC HEAT (8) |  |  | Unknown | Unknown | Unknown | Call for Quote | Call for Quote
TUTV2542G HEATING (9) | TUTV2542G HEATING (9) |  |  | Unknown | Unknown | Unknown | Call for Quote | Call for Quote
TUTV2542G MICROPROCESSER (2) | TUTV2542G MICROPROCESSER (2) |  |  | Unknown | Unknown | Unknown | Call for Quote | Call for Quote
TUTV2542G OTHER ACCY (11) | TUTV2542G OTHER ACCY (11) |  |  | Unknown | Unknown | Unknown | Call for Quote | Call for Quote
TUTV2542G PACKING (14) | TUTV2542G PACKING (14) |  |  | Unknown | Unknown | Unknown | Call for Quote | Call for Quote
TUTV2542G REFRIGERANT (3) | TUTV2542G REFRIGERANT (3) |  |  | Unknown | Unknown | Unknown | Call for Quote | Call for Quote
TUTV2542G TWIN-COOL VALVE (6) | TUTV2542G TWIN-COOL VALVE (6) |  |  | Unknown | Unknown | Unknown | Call for Quote | Call for Quote
TUTV2542G VERSION (4) | TUTV2542G VERSION (4) |  |  | Unknown | Unknown | Unknown | Call for Quote | Call for Quote
TUTV2542L ACCESSORIES (7) | TUTV2542L ACCESSORIES (7) |  |  | Unknown | Unknown | Unknown | Call for Quote | Call for Quote
TUTV2542L AIR FILTER (5) | TUTV2542L AIR FILTER (5) |  |  | Unknown | Unknown | Unknown | Call for Quote | Call for Quote
TUTV2542L AIR FLOW CONFIG (1) | TUTV2542L AIR FLOW CONFIG (1) |  |  | Unknown | Unknown | Unknown | Call for Quote | Call for Quote
TUTV2542L COMMON ASSY (0) | TUTV2542L COMMON ASSY (0) |  |  | Unknown | Unknown | Unknown | Call for Quote | Call for Quote
TUTV2542L DAMPER (10) | TUTV2542L DAMPER (10) |  |  | Unknown | Unknown | Unknown | Call for Quote | Call for Quote
TUTV2542L ELEC ACCY (12) | TUTV2542L ELEC ACCY (12) |  |  | Unknown | Unknown | Unknown | Call for Quote | Call for Quote
TUTV2542L ELEC HEAT (8) | TUTV2542L ELEC HEAT (8) |  |  | Unknown | Unknown | Unknown | Call for Quote | Call for Quote
TUTV2542L HEATING (9) | TUTV2542L HEATING (9) |  |  | Unknown | Unknown | Unknown | Call for Quote | Call for Quote
TUTV2542L MICROPROCESSER (2) | TUTV2542L MICROPROCESSER (2) |  |  | Unknown | Unknown | Unknown | Call for Quote | Call for Quote
TUTV2542L OTHER ACCY (11) | TUTV2542L OTHER ACCY (11) |  |  | Unknown | Unknown | Unknown | Call for Quote | Call for Quote
TUTV2542L PACKING (14) | TUTV2542L PACKING (14) |  |  | Unknown | Unknown | Unknown | Call for Quote | Call for Quote
TUTV2542L REFRIGERANT (3) | TUTV2542L REFRIGERANT (3) |  |  | Unknown | Unknown | Unknown | Call for Quote | Call for Quote
TUTV2542L TWIN-COOL VALVE (6) | TUTV2542L TWIN-COOL VALVE (6) |  |  | Unknown | Unknown | Unknown | Call for Quote | Call for Quote
TUTV2542L VERSION (4) | TUTV2542L VERSION (4) |  |  | Unknown | Unknown | Unknown | Call for Quote | Call for Quote
TUTV2842D ACCESSORIES (7) | TUTV2842D ACCESSORIES (7) |  |  | Unknown | Unknown | Unknown | Call for Quote | Call for Quote
TUTV2842D AIR FILTER (5) | TUTV2842D AIR FILTER (5) |  |  | Unknown | Unknown | Unknown | Call for Quote | Call for Quote
TUTV2842D AIR FLOW CONFIG (1) | TUTV2842D AIR FLOW CONFIG (1) |  |  | Unknown | Unknown | Unknown | Call for Quote | Call for Quote
TUTV2842D COMMON ASSY (0) | TUTV2842D COMMON ASSY (0) |  |  | Unknown | Unknown | Unknown | Call for Quote | Call for Quote
TUTV2842D DAMPER (10) | TUTV2842D DAMPER (10) |  |  | Unknown | Unknown | Unknown | Call for Quote | Call for Quote
TUTV2842D ELEC ACCY (12) | TUTV2842D ELEC ACCY (12) |  |  | Unknown | Unknown | Unknown | Call for Quote | Call for Quote
TUTV2842D ELEC HEAT (8) | TUTV2842D ELEC HEAT (8) |  |  | Unknown | Unknown | Unknown | Call for Quote | Call for Quote
TUTV2842D HEATING (9) | TUTV2842D HEATING (9) |  |  | Unknown | Unknown | Unknown | Call for Quote | Call for Quote
TUTV2842D MICROPROCESSER (2) | TUTV2842D MICROPROCESSER (2) |  |  | Unknown | Unknown | Unknown | Call for Quote | Call for Quote
TUTV2842D OTHER ACCY (11) | TUTV2842D OTHER ACCY (11) |  |  | Unknown | Unknown | Unknown | Call for Quote | Call for Quote
TUTV2842D PACKING (14) | TUTV2842D PACKING (14) |  |  | Unknown | Unknown | Unknown | Call for Quote | Call for Quote
TUTV2842D REFRIGERANT (3) | TUTV2842D REFRIGERANT (3) |  |  | Unknown | Unknown | Unknown | Call for Quote | Call for Quote
TUTV2842D TWIN-COOL VALVE (6) | TUTV2842D TWIN-COOL VALVE (6) |  |  | Unknown | Unknown | Unknown | Call for Quote | Call for Quote
TUTV2842D VERSION (4) | TUTV2842D VERSION (4) |  |  | Unknown | Unknown | Unknown | Call for Quote | Call for Quote
TUTV2842G ACCESSORIES (7) | TUTV2842G ACCESSORIES (7) |  |  | Unknown | Unknown | Unknown | Call for Quote | Call for Quote
TUTV2842G AIR FILTER (5) | TUTV2842G AIR FILTER (5) |  |  | Unknown | Unknown | Unknown | Call for Quote | Call for Quote
TUTV2842G AIR FLOW CONFIG (1) | TUTV2842G AIR FLOW CONFIG (1) |  |  | Unknown | Unknown | Unknown | Call for Quote | Call for Quote
TUTV2842G COMMON ASSY (0) | TUTV2842G COMMON ASSY (0) |  |  | Unknown | Unknown | Unknown | Call for Quote | Call for Quote
TUTV2842G DAMPER (10) | TUTV2842G DAMPER (10) |  |  | Unknown | Unknown | Unknown | Call for Quote | Call for Quote
TUTV2842G ELEC ACCY (12) | TUTV2842G ELEC ACCY (12) |  |  | Unknown | Unknown | Unknown | Call for Quote | Call for Quote
TUTV2842G ELEC HEAT (8) | TUTV2842G ELEC HEAT (8) |  |  | Unknown | Unknown | Unknown | Call for Quote | Call for Quote
TUTV2842G HEATING (9) | TUTV2842G HEATING (9) |  |  | Unknown | Unknown | Unknown | Call for Quote | Call for Quote
TUTV2842G MICROPROCESSER (2) | TUTV2842G MICROPROCESSER (2) |  |  | Unknown | Unknown | Unknown | Call for Quote | Call for Quote
TUTV2842G OTHER ACCY (11) | TUTV2842G OTHER ACCY (11) |  |  | Unknown | Unknown | Unknown | Call for Quote | Call for Quote
TUTV2842G PACKING (14) | TUTV2842G PACKING (14) |  |  | Unknown | Unknown | Unknown | Call for Quote | Call for Quote
TUTV2842G REFRIGERANT (3) | TUTV2842G REFRIGERANT (3) |  |  | Unknown | Unknown | Unknown | Call for Quote | Call for Quote
TUTV2842G TWIN-COOL VALVE (6) | TUTV2842G TWIN-COOL VALVE (6) |  |  | Unknown | Unknown | Unknown | Call for Quote | Call for Quote
TUTV2842G VERSION (4) | TUTV2842G VERSION (4) |  |  | Unknown | Unknown | Unknown | Call for Quote | Call for Quote
TUTV2842L ACCESSORIES (7) | TUTV2842L ACCESSORIES (7) |  |  | Unknown | Unknown | Unknown | Call for Quote | Call for Quote
TUTV2842L AIR FILTER (5) | TUTV2842L AIR FILTER (5) |  |  | Unknown | Unknown | Unknown | Call for Quote | Call for Quote
TUTV2842L AIR FLOW CONFIG (1) | TUTV2842L AIR FLOW CONFIG (1) |  |  | Unknown | Unknown | Unknown | Call for Quote | Call for Quote
TUTV2842L COMMON ASSY (0) | TUTV2842L COMMON ASSY (0) |  |  | Unknown | Unknown | Unknown | Call for Quote | Call for Quote
TUTV2842L DAMPER (10) | TUTV2842L DAMPER (10) |  |  | Unknown | Unknown | Unknown | Call for Quote | Call for Quote
TUTV2842L ELEC ACCY (12) | TUTV2842L ELEC ACCY (12) |  |  | Unknown | Unknown | Unknown | Call for Quote | Call for Quote
TUTV2842L ELEC HEAT (8) | TUTV2842L ELEC HEAT (8) |  |  | Unknown | Unknown | Unknown | Call for Quote | Call for Quote
TUTV2842L HEATING (9) | TUTV2842L HEATING (9) |  |  | Unknown | Unknown | Unknown | Call for Quote | Call for Quote
TUTV2842L MICROPROCESSER (2) | TUTV2842L MICROPROCESSER (2) |  |  | Unknown | Unknown | Unknown | Call for Quote | Call for Quote
TUTV2842L OTHER ACCY (11) | TUTV2842L OTHER ACCY (11) |  |  | Unknown | Unknown | Unknown | Call for Quote | Call for Quote
TUTV2842L PACKING (14) | TUTV2842L PACKING (14) |  |  | Unknown | Unknown | Unknown | Call for Quote | Call for Quote
TUTV2842L REFRIGERANT (3) | TUTV2842L REFRIGERANT (3) |  |  | Unknown | Unknown | Unknown | Call for Quote | Call for Quote
TUTV2842L TWIN-COOL VALVE (6) | TUTV2842L TWIN-COOL VALVE (6) |  |  | Unknown | Unknown | Unknown | Call for Quote | Call for Quote
TUTV2842L VERSION (4) | TUTV2842L VERSION (4) |  |  | Unknown | Unknown | Unknown | Call for Quote | Call for Quote
TUWV0511D ACCESSORIES (7) | TUWV0511D ACCESSORIES (7) |  |  | Unknown | Unknown | Unknown | Call for Quote | Call for Quote
TUWV0511D AIR FILTER (5) | TUWV0511D AIR FILTER (5) |  |  | Unknown | Unknown | Unknown | Call for Quote | Call for Quote
TUWV0511D AIR FLOW CONFIG (1) | TUWV0511D AIR FLOW CONFIG (1) |  |  | Unknown | Unknown | Unknown | Call for Quote | Call for Quote
TUWV0511D COMMON ASSY (0) | TUWV0511D COMMON ASSY (0) |  |  | Unknown | Unknown | Unknown | Call for Quote | Call for Quote
TUWV0511D DAMPER (10) | TUWV0511D DAMPER (10) |  |  | Unknown | Unknown | Unknown | Call for Quote | Call for Quote
TUWV0511D ELEC ACCY (12) | TUWV0511D ELEC ACCY (12) |  |  | Unknown | Unknown | Unknown | Call for Quote | Call for Quote
TUWV0511D ELEC HEAT (8) | TUWV0511D ELEC HEAT (8) |  |  | Unknown | Unknown | Unknown | Call for Quote | Call for Quote
TUWV0511D HEATING (9) | TUWV0511D HEATING (9) |  |  | Unknown | Unknown | Unknown | Call for Quote | Call for Quote
TUWV0511D MICROPROCESSER (2) | TUWV0511D MICROPROCESSER (2) |  |  | Unknown | Unknown | Unknown | Call for Quote | Call for Quote
TUWV0511D PACKING (14) | TUWV0511D PACKING (14) |  |  | Unknown | Unknown | Unknown | Call for Quote | Call for Quote
TUWV0511D REFRIGERANT (3) | TUWV0511D REFRIGERANT (3) |  |  | Unknown | Unknown | Unknown | Call for Quote | Call for Quote
TUWV0511D VERSION (4) | TUWV0511D VERSION (4) |  |  | Unknown | Unknown | Unknown | Call for Quote | Call for Quote
TUWV0511G ACCESSORIES (7) | TUWV0511G ACCESSORIES (7) |  |  | Unknown | Unknown | Unknown | Call for Quote | Call for Quote
TUWV0511G AIR FILTER (5) | TUWV0511G AIR FILTER (5) |  |  | Unknown | Unknown | Unknown | Call for Quote | Call for Quote
TUWV0511G AIR FLOW CONFIG (1) | TUWV0511G AIR FLOW CONFIG (1) |  |  | Unknown | Unknown | Unknown | Call for Quote | Call for Quote
TUWV0511G COMMON ASSY (0) | TUWV0511G COMMON ASSY (0) |  |  | Unknown | Unknown | Unknown | Call for Quote | Call for Quote
TUWV0511G DAMPER (10) | TUWV0511G DAMPER (10) |  |  | Unknown | Unknown | Unknown | Call for Quote | Call for Quote
TUWV0511G ELEC ACCY (12) | TUWV0511G ELEC ACCY (12) |  |  | Unknown | Unknown | Unknown | Call for Quote | Call for Quote
TUWV0511G ELEC HEAT (8) | TUWV0511G ELEC HEAT (8) |  |  | Unknown | Unknown | Unknown | Call for Quote | Call for Quote
TUWV0511G HEATING (9) | TUWV0511G HEATING (9) |  |  | Unknown | Unknown | Unknown | Call for Quote | Call for Quote
TUWV0511G MICROPROCESSER (2) | TUWV0511G MICROPROCESSER (2) |  |  | Unknown | Unknown | Unknown | Call for Quote | Call for Quote
TUWV0511G PACKING (14) | TUWV0511G PACKING (14) |  |  | Unknown | Unknown | Unknown | Call for Quote | Call for Quote
TUWV0511G REFRIGERANT (3) | TUWV0511G REFRIGERANT (3) |  |  | Unknown | Unknown | Unknown | Call for Quote | Call for Quote
TUWV0511G VERSION (4) | TUWV0511G VERSION (4) |  |  | Unknown | Unknown | Unknown | Call for Quote | Call for Quote
TUWV0511L ACCESSORIES (7) | TUWV0511L ACCESSORIES (7) |  |  | Unknown | Unknown | Unknown | Call for Quote | Call for Quote
TUWV0511L AIR FILTER (5) | TUWV0511L AIR FILTER (5) |  |  | Unknown | Unknown | Unknown | Call for Quote | Call for Quote
TUWV0511L AIR FLOW CONFIG (1) | TUWV0511L AIR FLOW CONFIG (1) |  |  | Unknown | Unknown | Unknown | Call for Quote | Call for Quote
TUWV0511L COMMON ASSY (0) | TUWV0511L COMMON ASSY (0) |  |  | Unknown | Unknown | Unknown | Call for Quote | Call for Quote
TUWV0511L DAMPER (10) | TUWV0511L DAMPER (10) |  |  | Unknown | Unknown | Unknown | Call for Quote | Call for Quote
TUWV0511L ELEC ACCY (12) | TUWV0511L ELEC ACCY (12) |  |  | Unknown | Unknown | Unknown | Call for Quote | Call for Quote
TUWV0511L ELEC HEAT (8) | TUWV0511L ELEC HEAT (8) |  |  | Unknown | Unknown | Unknown | Call for Quote | Call for Quote
TUWV0511L HEATING (9) | TUWV0511L HEATING (9) |  |  | Unknown | Unknown | Unknown | Call for Quote | Call for Quote
TUWV0511L MICROPROCESSER (2) | TUWV0511L MICROPROCESSER (2) |  |  | Unknown | Unknown | Unknown | Call for Quote | Call for Quote
TUWV0511L PACKING (14) | TUWV0511L PACKING (14) |  |  | Unknown | Unknown | Unknown | Call for Quote | Call for Quote
TUWV0511L REFRIGERANT (3) | TUWV0511L REFRIGERANT (3) |  |  | Unknown | Unknown | Unknown | Call for Quote | Call for Quote
TUWV0511L VERSION (4) | TUWV0511L VERSION (4) |  |  | Unknown | Unknown | Unknown | Call for Quote | Call for Quote
TUWV0611D ACCESSORIES (7) | TUWV0611D ACCESSORIES (7) |  |  | Unknown | Unknown | Unknown | Call for Quote | Call for Quote
TUWV0611D AIR FILTER (5) | TUWV0611D AIR FILTER (5) |  |  | Unknown | Unknown | Unknown | Call for Quote | Call for Quote
TUWV0611D AIR FLOW CONFIG (1) | TUWV0611D AIR FLOW CONFIG (1) |  |  | Unknown | Unknown | Unknown | Call for Quote | Call for Quote
TUWV0611D COMMON ASSY (0) | TUWV0611D COMMON ASSY (0) |  |  | Unknown | Unknown | Unknown | Call for Quote | Call for Quote
TUWV0611D DAMPER (10) | TUWV0611D DAMPER (10) |  |  | Unknown | Unknown | Unknown | Call for Quote | Call for Quote
TUWV0611D ELEC ACCY (12) | TUWV0611D ELEC ACCY (12) |  |  | Unknown | Unknown | Unknown | Call for Quote | Call for Quote
TUWV0611D ELEC HEAT (8) | TUWV0611D ELEC HEAT (8) |  |  | Unknown | Unknown | Unknown | Call for Quote | Call for Quote
TUWV0611D HEATING (9) | TUWV0611D HEATING (9) |  |  | Unknown | Unknown | Unknown | Call for Quote | Call for Quote
TUWV0611D MICROPROCESSER (2) | TUWV0611D MICROPROCESSER (2) |  |  | Unknown | Unknown | Unknown | Call for Quote | Call for Quote
TUWV0611D PACKING (14) | TUWV0611D PACKING (14) |  |  | Unknown | Unknown | Unknown | Call for Quote | Call for Quote
TUWV0611D REFRIGERANT (3) | TUWV0611D REFRIGERANT (3) |  |  | Unknown | Unknown | Unknown | Call for Quote | Call for Quote
TUWV0611D VERSION (4) | TUWV0611D VERSION (4) |  |  | Unknown | Unknown | Unknown | Call for Quote | Call for Quote
TUWV0611G ACCESSORIES (7) | TUWV0611G ACCESSORIES (7) |  |  | Unknown | Unknown | Unknown | Call for Quote | Call for Quote
TUWV0611G AIR FILTER (5) | TUWV0611G AIR FILTER (5) |  |  | Unknown | Unknown | Unknown | Call for Quote | Call for Quote
TUWV0611G AIR FLOW CONFIG (1) | TUWV0611G AIR FLOW CONFIG (1) |  |  | Unknown | Unknown | Unknown | Call for Quote | Call for Quote
TUWV0611G COMMON ASSY (0) | TUWV0611G COMMON ASSY (0) |  |  | Unknown | Unknown | Unknown | Call for Quote | Call for Quote
TUWV0611G DAMPER (10) | TUWV0611G DAMPER (10) |  |  | Unknown | Unknown | Unknown | Call for Quote | Call for Quote
TUWV0611G ELEC ACCY (12) | TUWV0611G ELEC ACCY (12) |  |  | Unknown | Unknown | Unknown | Call for Quote | Call for Quote
TUWV0611G ELEC HEAT (8) | TUWV0611G ELEC HEAT (8) |  |  | Unknown | Unknown | Unknown | Call for Quote | Call for Quote
TUWV0611G HEATING (9) | TUWV0611G HEATING (9) |  |  | Unknown | Unknown | Unknown | Call for Quote | Call for Quote
TUWV0611G MICROPROCESSER (2) | TUWV0611G MICROPROCESSER (2) |  |  | Unknown | Unknown | Unknown | Call for Quote | Call for Quote
TUWV0611G PACKING (14) | TUWV0611G PACKING (14) |  |  | Unknown | Unknown | Unknown | Call for Quote | Call for Quote
TUWV0611G REFRIGERANT (3) | TUWV0611G REFRIGERANT (3) |  |  | Unknown | Unknown | Unknown | Call for Quote | Call for Quote
TUWV0611G VERSION (4) | TUWV0611G VERSION (4) |  |  | Unknown | Unknown | Unknown | Call for Quote | Call for Quote
TUWV0611L ACCESSORIES (7) | TUWV0611L ACCESSORIES (7) |  |  | Unknown | Unknown | Unknown | Call for Quote | Call for Quote
TUWV0611L AIR FILTER (5) | TUWV0611L AIR FILTER (5) |  |  | Unknown | Unknown | Unknown | Call for Quote | Call for Quote
TUWV0611L AIR FLOW CONFIG (1) | TUWV0611L AIR FLOW CONFIG (1) |  |  | Unknown | Unknown | Unknown | Call for Quote | Call for Quote
TUWV0611L COMMON ASSY (0) | TUWV0611L COMMON ASSY (0) |  |  | Unknown | Unknown | Unknown | Call for Quote | Call for Quote
TUWV0611L DAMPER (10) | TUWV0611L DAMPER (10) |  |  | Unknown | Unknown | Unknown | Call for Quote | Call for Quote
TUWV0611L ELEC ACCY (12) | TUWV0611L ELEC ACCY (12) |  |  | Unknown | Unknown | Unknown | Call for Quote | Call for Quote
TUWV0611L ELEC HEAT (8) | TUWV0611L ELEC HEAT (8) |  |  | Unknown | Unknown | Unknown | Call for Quote | Call for Quote
TUWV0611L HEATING (9) | TUWV0611L HEATING (9) |  |  | Unknown | Unknown | Unknown | Call for Quote | Call for Quote
TUWV0611L MICROPROCESSER (2) | TUWV0611L MICROPROCESSER (2) |  |  | Unknown | Unknown | Unknown | Call for Quote | Call for Quote
TUWV0611L PACKING (14) | TUWV0611L PACKING (14) |  |  | Unknown | Unknown | Unknown | Call for Quote | Call for Quote
TUWV0611L REFRIGERANT (3) | TUWV0611L REFRIGERANT (3) |  |  | Unknown | Unknown | Unknown | Call for Quote | Call for Quote
TUWV0611L VERSION (4) | TUWV0611L VERSION (4) |  |  | Unknown | Unknown | Unknown | Call for Quote | Call for Quote
TUWV0921D ACCESSORIES (7) | TUWV0921D ACCESSORIES (7) |  |  | Unknown | Unknown | Unknown | Call for Quote | Call for Quote
TUWV0921D AIR FILTER (5) | TUWV0921D AIR FILTER (5) |  |  | Unknown | Unknown | Unknown | Call for Quote | Call for Quote
TUWV0921D AIR FLOW CONFIG (1) | TUWV0921D AIR FLOW CONFIG (1) |  |  | Unknown | Unknown | Unknown | Call for Quote | Call for Quote
TUWV0921D COMMON ASSY (0) | TUWV0921D COMMON ASSY (0) |  |  | Unknown | Unknown | Unknown | Call for Quote | Call for Quote
TUWV0921D DAMPER (10) | TUWV0921D DAMPER (10) |  |  | Unknown | Unknown | Unknown | Call for Quote | Call for Quote
TUWV0921D ELEC ACCY (12) | TUWV0921D ELEC ACCY (12) |  |  | Unknown | Unknown | Unknown | Call for Quote | Call for Quote
TUWV0921D ELEC HEAT (8) | TUWV0921D ELEC HEAT (8) |  |  | Unknown | Unknown | Unknown | Call for Quote | Call for Quote
TUWV0921D HEATING (9) | TUWV0921D HEATING (9) |  |  | Unknown | Unknown | Unknown | Call for Quote | Call for Quote
TUWV0921D MICROPROCESSER (2) | TUWV0921D MICROPROCESSER (2) |  |  | Unknown | Unknown | Unknown | Call for Quote | Call for Quote
TUWV0921D PACKING (14) | TUWV0921D PACKING (14) |  |  | Unknown | Unknown | Unknown | Call for Quote | Call for Quote
TUWV0921D REFRIGERANT (3) | TUWV0921D REFRIGERANT (3) |  |  | Unknown | Unknown | Unknown | Call for Quote | Call for Quote
TUWV0921D VERSION (4) | TUWV0921D VERSION (4) |  |  | Unknown | Unknown | Unknown | Call for Quote | Call for Quote
TUWV0921G ACCESSORIES (7) | TUWV0921G ACCESSORIES (7) |  |  | Unknown | Unknown | Unknown | Call for Quote | Call for Quote
TUWV0921G AIR FILTER (5) | TUWV0921G AIR FILTER (5) |  |  | Unknown | Unknown | Unknown | Call for Quote | Call for Quote
TUWV0921G AIR FLOW CONFIG (1) | TUWV0921G AIR FLOW CONFIG (1) |  |  | Unknown | Unknown | Unknown | Call for Quote | Call for Quote
TUWV0921G COMMON ASSY (0) | TUWV0921G COMMON ASSY (0) |  |  | Unknown | Unknown | Unknown | Call for Quote | Call for Quote
TUWV0921G DAMPER (10) | TUWV0921G DAMPER (10) |  |  | Unknown | Unknown | Unknown | Call for Quote | Call for Quote
TUWV0921G ELEC ACCY (12) | TUWV0921G ELEC ACCY (12) |  |  | Unknown | Unknown | Unknown | Call for Quote | Call for Quote
TUWV0921G ELEC HEAT (8) | TUWV0921G ELEC HEAT (8) |  |  | Unknown | Unknown | Unknown | Call for Quote | Call for Quote
TUWV0921G HEATING (9) | TUWV0921G HEATING (9) |  |  | Unknown | Unknown | Unknown | Call for Quote | Call for Quote
TUWV0921G MICROPROCESSER (2) | TUWV0921G MICROPROCESSER (2) |  |  | Unknown | Unknown | Unknown | Call for Quote | Call for Quote
TUWV0921G PACKING (14) | TUWV0921G PACKING (14) |  |  | Unknown | Unknown | Unknown | Call for Quote | Call for Quote
TUWV0921G REFRIGERANT (3) | TUWV0921G REFRIGERANT (3) |  |  | Unknown | Unknown | Unknown | Call for Quote | Call for Quote
TUWV0921G VERSION (4) | TUWV0921G VERSION (4) |  |  | Unknown | Unknown | Unknown | Call for Quote | Call for Quote
TUWV0921L ACCESSORIES (7) | TUWV0921L ACCESSORIES (7) |  |  | Unknown | Unknown | Unknown | Call for Quote | Call for Quote
TUWV0921L AIR FILTER (5) | TUWV0921L AIR FILTER (5) |  |  | Unknown | Unknown | Unknown | Call for Quote | Call for Quote
TUWV0921L AIR FLOW CONFIG (1) | TUWV0921L AIR FLOW CONFIG (1) |  |  | Unknown | Unknown | Unknown | Call for Quote | Call for Quote
TUWV0921L COMMON ASSY (0) | TUWV0921L COMMON ASSY (0) |  |  | Unknown | Unknown | Unknown | Call for Quote | Call for Quote
TUWV0921L DAMPER (10) | TUWV0921L DAMPER (10) |  |  | Unknown | Unknown | Unknown | Call for Quote | Call for Quote
TUWV0921L ELEC ACCY (12) | TUWV0921L ELEC ACCY (12) |  |  | Unknown | Unknown | Unknown | Call for Quote | Call for Quote
TUWV0921L ELEC HEAT (8) | TUWV0921L ELEC HEAT (8) |  |  | Unknown | Unknown | Unknown | Call for Quote | Call for Quote
TUWV0921L HEATING (9) | TUWV0921L HEATING (9) |  |  | Unknown | Unknown | Unknown | Call for Quote | Call for Quote
TUWV0921L MICROPROCESSER (2) | TUWV0921L MICROPROCESSER (2) |  |  | Unknown | Unknown | Unknown | Call for Quote | Call for Quote
TUWV0921L PACKING (14) | TUWV0921L PACKING (14) |  |  | Unknown | Unknown | Unknown | Call for Quote | Call for Quote
TUWV0921L REFRIGERANT (3) | TUWV0921L REFRIGERANT (3) |  |  | Unknown | Unknown | Unknown | Call for Quote | Call for Quote
TUWV0921L VERSION (4) | TUWV0921L VERSION (4) |  |  | Unknown | Unknown | Unknown | Call for Quote | Call for Quote
TUWV1121D ACCESSORIES (7) | TUWV1121D ACCESSORIES (7) |  |  | Unknown | Unknown | Unknown | Call for Quote | Call for Quote
TUWV1121D AIR FILTER (5) | TUWV1121D AIR FILTER (5) |  |  | Unknown | Unknown | Unknown | Call for Quote | Call for Quote
TUWV1121D AIR FLOW CONFIG (1) | TUWV1121D AIR FLOW CONFIG (1) |  |  | Unknown | Unknown | Unknown | Call for Quote | Call for Quote
TUWV1121D COMMON ASSY (0) | TUWV1121D COMMON ASSY (0) |  |  | Unknown | Unknown | Unknown | Call for Quote | Call for Quote
TUWV1121D DAMPER (10) | TUWV1121D DAMPER (10) |  |  | Unknown | Unknown | Unknown | Call for Quote | Call for Quote
TUWV1121D ELEC ACCY (12) | TUWV1121D ELEC ACCY (12) |  |  | Unknown | Unknown | Unknown | Call for Quote | Call for Quote
TUWV1121D ELEC HEAT (8) | TUWV1121D ELEC HEAT (8) |  |  | Unknown | Unknown | Unknown | Call for Quote | Call for Quote
TUWV1121D HEATING (9) | TUWV1121D HEATING (9) |  |  | Unknown | Unknown | Unknown | Call for Quote | Call for Quote
TUWV1121D MICROPROCESSER (2) | TUWV1121D MICROPROCESSER (2) |  |  | Unknown | Unknown | Unknown | Call for Quote | Call for Quote
TUWV1121D PACKING (14) | TUWV1121D PACKING (14) |  |  | Unknown | Unknown | Unknown | Call for Quote | Call for Quote
TUWV1121D REFRIGERANT (3) | TUWV1121D REFRIGERANT (3) |  |  | Unknown | Unknown | Unknown | Call for Quote | Call for Quote
TUWV1121D VERSION (4) | TUWV1121D VERSION (4) |  |  | Unknown | Unknown | Unknown | Call for Quote | Call for Quote
TUWV1121G ACCESSORIES (7) | TUWV1121G ACCESSORIES (7) |  |  | Unknown | Unknown | Unknown | Call for Quote | Call for Quote
TUWV1121G AIR FILTER (5) | TUWV1121G AIR FILTER (5) |  |  | Unknown | Unknown | Unknown | Call for Quote | Call for Quote
TUWV1121G AIR FLOW CONFIG (1) | TUWV1121G AIR FLOW CONFIG (1) |  |  | Unknown | Unknown | Unknown | Call for Quote | Call for Quote
TUWV1121G COMMON ASSY (0) | TUWV1121G COMMON ASSY (0) |  |  | Unknown | Unknown | Unknown | Call for Quote | Call for Quote
TUWV1121G DAMPER (10) | TUWV1121G DAMPER (10) |  |  | Unknown | Unknown | Unknown | Call for Quote | Call for Quote
TUWV1121G ELEC ACCY (12) | TUWV1121G ELEC ACCY (12) |  |  | Unknown | Unknown | Unknown | Call for Quote | Call for Quote
TUWV1121G ELEC HEAT (8) | TUWV1121G ELEC HEAT (8) |  |  | Unknown | Unknown | Unknown | Call for Quote | Call for Quote
TUWV1121G HEATING (9) | TUWV1121G HEATING (9) |  |  | Unknown | Unknown | Unknown | Call for Quote | Call for Quote
TUWV1121G MICROPROCESSER (2) | TUWV1121G MICROPROCESSER (2) |  |  | Unknown | Unknown | Unknown | Call for Quote | Call for Quote
TUWV1121G PACKING (14) | TUWV1121G PACKING (14) |  |  | Unknown | Unknown | Unknown | Call for Quote | Call for Quote
TUWV1121G REFRIGERANT (3) | TUWV1121G REFRIGERANT (3) |  |  | Unknown | Unknown | Unknown | Call for Quote | Call for Quote
TUWV1121G VERSION (4) | TUWV1121G VERSION (4) |  |  | Unknown | Unknown | Unknown | Call for Quote | Call for Quote
TUWV1121L ACCESSORIES (7) | TUWV1121L ACCESSORIES (7) |  |  | Unknown | Unknown | Unknown | Call for Quote | Call for Quote
TUWV1121L AIR FILTER (5) | TUWV1121L AIR FILTER (5) |  |  | Unknown | Unknown | Unknown | Call for Quote | Call for Quote
TUWV1121L AIR FLOW CONFIG (1) | TUWV1121L AIR FLOW CONFIG (1) |  |  | Unknown | Unknown | Unknown | Call for Quote | Call for Quote
TUWV1121L COMMON ASSY (0) | TUWV1121L COMMON ASSY (0) |  |  | Unknown | Unknown | Unknown | Call for Quote | Call for Quote
TUWV1121L DAMPER (10) | TUWV1121L DAMPER (10) |  |  | Unknown | Unknown | Unknown | Call for Quote | Call for Quote
TUWV1121L ELEC ACCY (12) | TUWV1121L ELEC ACCY (12) |  |  | Unknown | Unknown | Unknown | Call for Quote | Call for Quote
TUWV1121L ELEC HEAT (8) | TUWV1121L ELEC HEAT (8) |  |  | Unknown | Unknown | Unknown | Call for Quote | Call for Quote
TUWV1121L HEATING (9) | TUWV1121L HEATING (9) |  |  | Unknown | Unknown | Unknown | Call for Quote | Call for Quote
TUWV1121L MICROPROCESSER (2) | TUWV1121L MICROPROCESSER (2) |  |  | Unknown | Unknown | Unknown | Call for Quote | Call for Quote
TUWV1121L PACKING (14) | TUWV1121L PACKING (14) |  |  | Unknown | Unknown | Unknown | Call for Quote | Call for Quote
TUWV1121L REFRIGERANT (3) | TUWV1121L REFRIGERANT (3) |  |  | Unknown | Unknown | Unknown | Call for Quote | Call for Quote
TUWV1121L VERSION (4) | TUWV1121L VERSION (4) |  |  | Unknown | Unknown | Unknown | Call for Quote | Call for Quote
TUWV1422D ACCESSORIES (7) | TUWV1422D ACCESSORIES (7) |  |  | Unknown | Unknown | Unknown | Call for Quote | Call for Quote
TUWV1422D AIR FILTER (5) | TUWV1422D AIR FILTER (5) |  |  | Unknown | Unknown | Unknown | Call for Quote | Call for Quote
TUWV1422D AIR FLOW CONFIG (1) | TUWV1422D AIR FLOW CONFIG (1) |  |  | Unknown | Unknown | Unknown | Call for Quote | Call for Quote
TUWV1422D COMMON ASSY (0) | TUWV1422D COMMON ASSY (0) |  |  | Unknown | Unknown | Unknown | Call for Quote | Call for Quote
TUWV1422D DAMPER (10) | TUWV1422D DAMPER (10) |  |  | Unknown | Unknown | Unknown | Call for Quote | Call for Quote
TUWV1422D ELEC ACCY (12) | TUWV1422D ELEC ACCY (12) |  |  | Unknown | Unknown | Unknown | Call for Quote | Call for Quote
TUWV1422D ELEC HEAT (8) | TUWV1422D ELEC HEAT (8) |  |  | Unknown | Unknown | Unknown | Call for Quote | Call for Quote
TUWV1422D HEATING (9) | TUWV1422D HEATING (9) |  |  | Unknown | Unknown | Unknown | Call for Quote | Call for Quote
TUWV1422D MICROPROCESSER (2) | TUWV1422D MICROPROCESSER (2) |  |  | Unknown | Unknown | Unknown | Call for Quote | Call for Quote
TUWV1422D PACKING (14) | TUWV1422D PACKING (14) |  |  | Unknown | Unknown | Unknown | Call for Quote | Call for Quote
TUWV1422D REFRIGERANT (3) | TUWV1422D REFRIGERANT (3) |  |  | Unknown | Unknown | Unknown | Call for Quote | Call for Quote
TUWV1422D VERSION (4) | TUWV1422D VERSION (4) |  |  | Unknown | Unknown | Unknown | Call for Quote | Call for Quote
TUWV1422G ACCESSORIES (7) | TUWV1422G ACCESSORIES (7) |  |  | Unknown | Unknown | Unknown | Call for Quote | Call for Quote
TUWV1422G AIR FILTER (5) | TUWV1422G AIR FILTER (5) |  |  | Unknown | Unknown | Unknown | Call for Quote | Call for Quote
TUWV1422G AIR FLOW CONFIG (1) | TUWV1422G AIR FLOW CONFIG (1) |  |  | Unknown | Unknown | Unknown | Call for Quote | Call for Quote
TUWV1422G COMMON ASSY (0) | TUWV1422G COMMON ASSY (0) |  |  | Unknown | Unknown | Unknown | Call for Quote | Call for Quote
TUWV1422G DAMPER (10) | TUWV1422G DAMPER (10) |  |  | Unknown | Unknown | Unknown | Call for Quote | Call for Quote
TUWV1422G ELEC ACCY (12) | TUWV1422G ELEC ACCY (12) |  |  | Unknown | Unknown | Unknown | Call for Quote | Call for Quote
TUWV1422G ELEC HEAT (8) | TUWV1422G ELEC HEAT (8) |  |  | Unknown | Unknown | Unknown | Call for Quote | Call for Quote
TUWV1422G HEATING (9) | TUWV1422G HEATING (9) |  |  | Unknown | Unknown | Unknown | Call for Quote | Call for Quote
TUWV1422G MICROPROCESSER (2) | TUWV1422G MICROPROCESSER (2) |  |  | Unknown | Unknown | Unknown | Call for Quote | Call for Quote
TUWV1422G PACKING (14) | TUWV1422G PACKING (14) |  |  | Unknown | Unknown | Unknown | Call for Quote | Call for Quote
TUWV1422G REFRIGERANT (3) | TUWV1422G REFRIGERANT (3) |  |  | Unknown | Unknown | Unknown | Call for Quote | Call for Quote
TUWV1422G VERSION (4) | TUWV1422G VERSION (4) |  |  | Unknown | Unknown | Unknown | Call for Quote | Call for Quote
TUWV1422L ACCESSORIES (7) | TUWV1422L ACCESSORIES (7) |  |  | Unknown | Unknown | Unknown | Call for Quote | Call for Quote
TUWV1422L AIR FILTER (5) | TUWV1422L AIR FILTER (5) |  |  | Unknown | Unknown | Unknown | Call for Quote | Call for Quote
TUWV1422L AIR FLOW CONFIG (1) | TUWV1422L AIR FLOW CONFIG (1) |  |  | Unknown | Unknown | Unknown | Call for Quote | Call for Quote
TUWV1422L COMMON ASSY (0) | TUWV1422L COMMON ASSY (0) |  |  | Unknown | Unknown | Unknown | Call for Quote | Call for Quote
TUWV1422L DAMPER (10) | TUWV1422L DAMPER (10) |  |  | Unknown | Unknown | Unknown | Call for Quote | Call for Quote
TUWV1422L ELEC ACCY (12) | TUWV1422L ELEC ACCY (12) |  |  | Unknown | Unknown | Unknown | Call for Quote | Call for Quote
TUWV1422L ELEC HEAT (8) | TUWV1422L ELEC HEAT (8) |  |  | Unknown | Unknown | Unknown | Call for Quote | Call for Quote
TUWV1422L HEATING (9) | TUWV1422L HEATING (9) |  |  | Unknown | Unknown | Unknown | Call for Quote | Call for Quote
TUWV1422L MICROPROCESSER (2) | TUWV1422L MICROPROCESSER (2) |  |  | Unknown | Unknown | Unknown | Call for Quote | Call for Quote
TUWV1422L PACKING (14) | TUWV1422L PACKING (14) |  |  | Unknown | Unknown | Unknown | Call for Quote | Call for Quote
TUWV1422L REFRIGERANT (3) | TUWV1422L REFRIGERANT (3) |  |  | Unknown | Unknown | Unknown | Call for Quote | Call for Quote
TUWV1422L VERSION (4) | TUWV1422L VERSION (4) |  |  | Unknown | Unknown | Unknown | Call for Quote | Call for Quote
TUWV1622D ACCESSORIES (7) | TUWV1622D ACCESSORIES (7) |  |  | Unknown | Unknown | Unknown | Call for Quote | Call for Quote
TUWV1622D AIR FILTER (5) | TUWV1622D AIR FILTER (5) |  |  | Unknown | Unknown | Unknown | Call for Quote | Call for Quote
TUWV1622D AIR FLOW CONFIG (1) | TUWV1622D AIR FLOW CONFIG (1) |  |  | Unknown | Unknown | Unknown | Call for Quote | Call for Quote
TUWV1622D COMMON ASSY (0) | TUWV1622D COMMON ASSY (0) |  |  | Unknown | Unknown | Unknown | Call for Quote | Call for Quote
TUWV1622D DAMPER (10) | TUWV1622D DAMPER (10) |  |  | Unknown | Unknown | Unknown | Call for Quote | Call for Quote
TUWV1622D ELEC ACCY (12) | TUWV1622D ELEC ACCY (12) |  |  | Unknown | Unknown | Unknown | Call for Quote | Call for Quote
TUWV1622D ELEC HEAT (8) | TUWV1622D ELEC HEAT (8) |  |  | Unknown | Unknown | Unknown | Call for Quote | Call for Quote
TUWV1622D HEATING (9) | TUWV1622D HEATING (9) |  |  | Unknown | Unknown | Unknown | Call for Quote | Call for Quote
TUWV1622D MICROPROCESSER (2) | TUWV1622D MICROPROCESSER (2) |  |  | Unknown | Unknown | Unknown | Call for Quote | Call for Quote
TUWV1622D PACKING (14) | TUWV1622D PACKING (14) |  |  | Unknown | Unknown | Unknown | Call for Quote | Call for Quote
TUWV1622D REFRIGERANT (3) | TUWV1622D REFRIGERANT (3) |  |  | Unknown | Unknown | Unknown | Call for Quote | Call for Quote
TUWV1622D VERSION (4) | TUWV1622D VERSION (4) |  |  | Unknown | Unknown | Unknown | Call for Quote | Call for Quote
TUWV1622G ACCESSORIES (7) | TUWV1622G ACCESSORIES (7) |  |  | Unknown | Unknown | Unknown | Call for Quote | Call for Quote
TUWV1622G AIR FILTER (5) | TUWV1622G AIR FILTER (5) |  |  | Unknown | Unknown | Unknown | Call for Quote | Call for Quote
TUWV1622G AIR FLOW CONFIG (1) | TUWV1622G AIR FLOW CONFIG (1) |  |  | Unknown | Unknown | Unknown | Call for Quote | Call for Quote
TUWV1622G COMMON ASSY (0) | TUWV1622G COMMON ASSY (0) |  |  | Unknown | Unknown | Unknown | Call for Quote | Call for Quote
TUWV1622G DAMPER (10) | TUWV1622G DAMPER (10) |  |  | Unknown | Unknown | Unknown | Call for Quote | Call for Quote
TUWV1622G ELEC ACCY (12) | TUWV1622G ELEC ACCY (12) |  |  | Unknown | Unknown | Unknown | Call for Quote | Call for Quote
TUWV1622G ELEC HEAT (8) | TUWV1622G ELEC HEAT (8) |  |  | Unknown | Unknown | Unknown | Call for Quote | Call for Quote
TUWV1622G HEATING (9) | TUWV1622G HEATING (9) |  |  | Unknown | Unknown | Unknown | Call for Quote | Call for Quote
TUWV1622G MICROPROCESSER (2) | TUWV1622G MICROPROCESSER (2) |  |  | Unknown | Unknown | Unknown | Call for Quote | Call for Quote
TUWV1622G PACKING (14) | TUWV1622G PACKING (14) |  |  | Unknown | Unknown | Unknown | Call for Quote | Call for Quote
TUWV1622G REFRIGERANT (3) | TUWV1622G REFRIGERANT (3) |  |  | Unknown | Unknown | Unknown | Call for Quote | Call for Quote
TUWV1622G VERSION (4) | TUWV1622G VERSION (4) |  |  | Unknown | Unknown | Unknown | Call for Quote | Call for Quote
TUWV1622L ACCESSORIES (7) | TUWV1622L ACCESSORIES (7) |  |  | Unknown | Unknown | Unknown | Call for Quote | Call for Quote
TUWV1622L AIR FILTER (5) | TUWV1622L AIR FILTER (5) |  |  | Unknown | Unknown | Unknown | Call for Quote | Call for Quote
TUWV1622L AIR FLOW CONFIG (1) | TUWV1622L AIR FLOW CONFIG (1) |  |  | Unknown | Unknown | Unknown | Call for Quote | Call for Quote
TUWV1622L COMMON ASSY (0) | TUWV1622L COMMON ASSY (0) |  |  | Unknown | Unknown | Unknown | Call for Quote | Call for Quote
TUWV1622L DAMPER (10) | TUWV1622L DAMPER (10) |  |  | Unknown | Unknown | Unknown | Call for Quote | Call for Quote
TUWV1622L ELEC ACCY (12) | TUWV1622L ELEC ACCY (12) |  |  | Unknown | Unknown | Unknown | Call for Quote | Call for Quote
TUWV1622L ELEC HEAT (8) | TUWV1622L ELEC HEAT (8) |  |  | Unknown | Unknown | Unknown | Call for Quote | Call for Quote
TUWV1622L HEATING (9) | TUWV1622L HEATING (9) |  |  | Unknown | Unknown | Unknown | Call for Quote | Call for Quote
TUWV1622L MICROPROCESSER (2) | TUWV1622L MICROPROCESSER (2) |  |  | Unknown | Unknown | Unknown | Call for Quote | Call for Quote
TUWV1622L PACKING (14) | TUWV1622L PACKING (14) |  |  | Unknown | Unknown | Unknown | Call for Quote | Call for Quote
TUWV1622L REFRIGERANT (3) | TUWV1622L REFRIGERANT (3) |  |  | Unknown | Unknown | Unknown | Call for Quote | Call for Quote
TUWV1622L VERSION (4) | TUWV1622L VERSION (4) |  |  | Unknown | Unknown | Unknown | Call for Quote | Call for Quote
TUWV1822D ACCESSORIES (7) | TUWV1822D ACCESSORIES (7) |  |  | Unknown | Unknown | Unknown | Call for Quote | Call for Quote
TUWV1822D AIR FILTER (5) | TUWV1822D AIR FILTER (5) |  |  | Unknown | Unknown | Unknown | Call for Quote | Call for Quote
TUWV1822D AIR FLOW CONFIG (1) | TUWV1822D AIR FLOW CONFIG (1) |  |  | Unknown | Unknown | Unknown | Call for Quote | Call for Quote
TUWV1822D COMMON ASSY (0) | TUWV1822D COMMON ASSY (0) |  |  | Unknown | Unknown | Unknown | Call for Quote | Call for Quote
TUWV1822D DAMPER (10) | TUWV1822D DAMPER (10) |  |  | Unknown | Unknown | Unknown | Call for Quote | Call for Quote
TUWV1822D ELEC ACCY (12) | TUWV1822D ELEC ACCY (12) |  |  | Unknown | Unknown | Unknown | Call for Quote | Call for Quote
TUWV1822D ELEC HEAT (8) | TUWV1822D ELEC HEAT (8) |  |  | Unknown | Unknown | Unknown | Call for Quote | Call for Quote
TUWV1822D HEATING (9) | TUWV1822D HEATING (9) |  |  | Unknown | Unknown | Unknown | Call for Quote | Call for Quote
TUWV1822D MICROPROCESSER (2) | TUWV1822D MICROPROCESSER (2) |  |  | Unknown | Unknown | Unknown | Call for Quote | Call for Quote
TUWV1822D PACKING (14) | TUWV1822D PACKING (14) |  |  | Unknown | Unknown | Unknown | Call for Quote | Call for Quote
TUWV1822D REFRIGERANT (3) | TUWV1822D REFRIGERANT (3) |  |  | Unknown | Unknown | Unknown | Call for Quote | Call for Quote
TUWV1822D VERSION (4) | TUWV1822D VERSION (4) |  |  | Unknown | Unknown | Unknown | Call for Quote | Call for Quote
TUWV1822G ACCESSORIES (7) | TUWV1822G ACCESSORIES (7) |  |  | Unknown | Unknown | Unknown | Call for Quote | Call for Quote
TUWV1822G AIR FILTER (5) | TUWV1822G AIR FILTER (5) |  |  | Unknown | Unknown | Unknown | Call for Quote | Call for Quote
TUWV1822G AIR FLOW CONFIG (1) | TUWV1822G AIR FLOW CONFIG (1) |  |  | Unknown | Unknown | Unknown | Call for Quote | Call for Quote
TUWV1822G COMMON ASSY (0) | TUWV1822G COMMON ASSY (0) |  |  | Unknown | Unknown | Unknown | Call for Quote | Call for Quote
TUWV1822G DAMPER (10) | TUWV1822G DAMPER (10) |  |  | Unknown | Unknown | Unknown | Call for Quote | Call for Quote
TUWV1822G ELEC ACCY (12) | TUWV1822G ELEC ACCY (12) |  |  | Unknown | Unknown | Unknown | Call for Quote | Call for Quote
TUWV1822G ELEC HEAT (8) | TUWV1822G ELEC HEAT (8) |  |  | Unknown | Unknown | Unknown | Call for Quote | Call for Quote
TUWV1822G HEATING (9) | TUWV1822G HEATING (9) |  |  | Unknown | Unknown | Unknown | Call for Quote | Call for Quote
TUWV1822G MICROPROCESSER (2) | TUWV1822G MICROPROCESSER (2) |  |  | Unknown | Unknown | Unknown | Call for Quote | Call for Quote
TUWV1822G PACKING (14) | TUWV1822G PACKING (14) |  |  | Unknown | Unknown | Unknown | Call for Quote | Call for Quote
TUWV1822G REFRIGERANT (3) | TUWV1822G REFRIGERANT (3) |  |  | Unknown | Unknown | Unknown | Call for Quote | Call for Quote
TUWV1822G VERSION (4) | TUWV1822G VERSION (4) |  |  | Unknown | Unknown | Unknown | Call for Quote | Call for Quote
TUWV1822L ACCESSORIES (7) | TUWV1822L ACCESSORIES (7) |  |  | Unknown | Unknown | Unknown | Call for Quote | Call for Quote
TUWV1822L AIR FILTER (5) | TUWV1822L AIR FILTER (5) |  |  | Unknown | Unknown | Unknown | Call for Quote | Call for Quote
TUWV1822L AIR FLOW CONFIG (1) | TUWV1822L AIR FLOW CONFIG (1) |  |  | Unknown | Unknown | Unknown | Call for Quote | Call for Quote
TUWV1822L COMMON ASSY (0) | TUWV1822L COMMON ASSY (0) |  |  | Unknown | Unknown | Unknown | Call for Quote | Call for Quote
TUWV1822L DAMPER (10) | TUWV1822L DAMPER (10) |  |  | Unknown | Unknown | Unknown | Call for Quote | Call for Quote
TUWV1822L ELEC ACCY (12) | TUWV1822L ELEC ACCY (12) |  |  | Unknown | Unknown | Unknown | Call for Quote | Call for Quote
TUWV1822L ELEC HEAT (8) | TUWV1822L ELEC HEAT (8) |  |  | Unknown | Unknown | Unknown | Call for Quote | Call for Quote
TUWV1822L HEATING (9) | TUWV1822L HEATING (9) |  |  | Unknown | Unknown | Unknown | Call for Quote | Call for Quote
TUWV1822L MICROPROCESSER (2) | TUWV1822L MICROPROCESSER (2) |  |  | Unknown | Unknown | Unknown | Call for Quote | Call for Quote
TUWV1822L PACKING (14) | TUWV1822L PACKING (14) |  |  | Unknown | Unknown | Unknown | Call for Quote | Call for Quote
TUWV1822L REFRIGERANT (3) | TUWV1822L REFRIGERANT (3) |  |  | Unknown | Unknown | Unknown | Call for Quote | Call for Quote
TUWV1822L VERSION (4) | TUWV1822L VERSION (4) |  |  | Unknown | Unknown | Unknown | Call for Quote | Call for Quote
TUWV2242D ACCESSORIES (7) | TUWV2242D ACCESSORIES (7) |  |  | Unknown | Unknown | Unknown | Call for Quote | Call for Quote
TUWV2242D AIR FILTER (5) | TUWV2242D AIR FILTER (5) |  |  | Unknown | Unknown | Unknown | Call for Quote | Call for Quote
TUWV2242D AIR FLOW CONFIG (1) | TUWV2242D AIR FLOW CONFIG (1) |  |  | Unknown | Unknown | Unknown | Call for Quote | Call for Quote
TUWV2242D COMMON ASSY (0) | TUWV2242D COMMON ASSY (0) |  |  | Unknown | Unknown | Unknown | Call for Quote | Call for Quote
TUWV2242D DAMPER (10) | TUWV2242D DAMPER (10) |  |  | Unknown | Unknown | Unknown | Call for Quote | Call for Quote
TUWV2242D ELEC ACCY (12) | TUWV2242D ELEC ACCY (12) |  |  | Unknown | Unknown | Unknown | Call for Quote | Call for Quote
TUWV2242D ELEC HEAT (8) | TUWV2242D ELEC HEAT (8) |  |  | Unknown | Unknown | Unknown | Call for Quote | Call for Quote
TUWV2242D HEATING (9) | TUWV2242D HEATING (9) |  |  | Unknown | Unknown | Unknown | Call for Quote | Call for Quote
TUWV2242D MICROPROCESSER (2) | TUWV2242D MICROPROCESSER (2) |  |  | Unknown | Unknown | Unknown | Call for Quote | Call for Quote
TUWV2242D PACKING (14) | TUWV2242D PACKING (14) |  |  | Unknown | Unknown | Unknown | Call for Quote | Call for Quote
TUWV2242D REFRIGERANT (3) | TUWV2242D REFRIGERANT (3) |  |  | Unknown | Unknown | Unknown | Call for Quote | Call for Quote
TUWV2242D VERSION (4) | TUWV2242D VERSION (4) |  |  | Unknown | Unknown | Unknown | Call for Quote | Call for Quote
TUWV2242G ACCESSORIES (7) | TUWV2242G ACCESSORIES (7) |  |  | Unknown | Unknown | Unknown | Call for Quote | Call for Quote
TUWV2242G AIR FILTER (5) | TUWV2242G AIR FILTER (5) |  |  | Unknown | Unknown | Unknown | Call for Quote | Call for Quote
TUWV2242G AIR FLOW CONFIG (1) | TUWV2242G AIR FLOW CONFIG (1) |  |  | Unknown | Unknown | Unknown | Call for Quote | Call for Quote
TUWV2242G COMMON ASSY (0) | TUWV2242G COMMON ASSY (0) |  |  | Unknown | Unknown | Unknown | Call for Quote | Call for Quote
TUWV2242G DAMPER (10) | TUWV2242G DAMPER (10) |  |  | Unknown | Unknown | Unknown | Call for Quote | Call for Quote
TUWV2242G ELEC ACCY (12) | TUWV2242G ELEC ACCY (12) |  |  | Unknown | Unknown | Unknown | Call for Quote | Call for Quote
TUWV2242G ELEC HEAT (8) | TUWV2242G ELEC HEAT (8) |  |  | Unknown | Unknown | Unknown | Call for Quote | Call for Quote
TUWV2242G HEATING (9) | TUWV2242G HEATING (9) |  |  | Unknown | Unknown | Unknown | Call for Quote | Call for Quote
TUWV2242G MICROPROCESSER (2) | TUWV2242G MICROPROCESSER (2) |  |  | Unknown | Unknown | Unknown | Call for Quote | Call for Quote
TUWV2242G PACKING (14) | TUWV2242G PACKING (14) |  |  | Unknown | Unknown | Unknown | Call for Quote | Call for Quote
TUWV2242G REFRIGERANT (3) | TUWV2242G REFRIGERANT (3) |  |  | Unknown | Unknown | Unknown | Call for Quote | Call for Quote
TUWV2242G VERSION (4) | TUWV2242G VERSION (4) |  |  | Unknown | Unknown | Unknown | Call for Quote | Call for Quote
TUWV2242L ACCESSORIES (7) | TUWV2242L ACCESSORIES (7) |  |  | Unknown | Unknown | Unknown | Call for Quote | Call for Quote
TUWV2242L AIR FILTER (5) | TUWV2242L AIR FILTER (5) |  |  | Unknown | Unknown | Unknown | Call for Quote | Call for Quote
TUWV2242L AIR FLOW CONFIG (1) | TUWV2242L AIR FLOW CONFIG (1) |  |  | Unknown | Unknown | Unknown | Call for Quote | Call for Quote
TUWV2242L COMMON ASSY (0) | TUWV2242L COMMON ASSY (0) |  |  | Unknown | Unknown | Unknown | Call for Quote | Call for Quote
TUWV2242L DAMPER (10) | TUWV2242L DAMPER (10) |  |  | Unknown | Unknown | Unknown | Call for Quote | Call for Quote
TUWV2242L ELEC ACCY (12) | TUWV2242L ELEC ACCY (12) |  |  | Unknown | Unknown | Unknown | Call for Quote | Call for Quote
TUWV2242L ELEC HEAT (8) | TUWV2242L ELEC HEAT (8) |  |  | Unknown | Unknown | Unknown | Call for Quote | Call for Quote
TUWV2242L HEATING (9) | TUWV2242L HEATING (9) |  |  | Unknown | Unknown | Unknown | Call for Quote | Call for Quote
TUWV2242L MICROPROCESSER (2) | TUWV2242L MICROPROCESSER (2) |  |  | Unknown | Unknown | Unknown | Call for Quote | Call for Quote
TUWV2242L PACKING (14) | TUWV2242L PACKING (14) |  |  | Unknown | Unknown | Unknown | Call for Quote | Call for Quote
TUWV2242L REFRIGERANT (3) | TUWV2242L REFRIGERANT (3) |  |  | Unknown | Unknown | Unknown | Call for Quote | Call for Quote
TUWV2242L VERSION (4) | TUWV2242L VERSION (4) |  |  | Unknown | Unknown | Unknown | Call for Quote | Call for Quote
TUWV2542D ACCESSORIES (7) | TUWV2542D ACCESSORIES (7) |  |  | Unknown | Unknown | Unknown | Call for Quote | Call for Quote
TUWV2542D AIR FILTER (5) | TUWV2542D AIR FILTER (5) |  |  | Unknown | Unknown | Unknown | Call for Quote | Call for Quote
TUWV2542D AIR FLOW CONFIG (1) | TUWV2542D AIR FLOW CONFIG (1) |  |  | Unknown | Unknown | Unknown | Call for Quote | Call for Quote
TUWV2542D COMMON ASSY (0) | TUWV2542D COMMON ASSY (0) |  |  | Unknown | Unknown | Unknown | Call for Quote | Call for Quote
TUWV2542D DAMPER (10) | TUWV2542D DAMPER (10) |  |  | Unknown | Unknown | Unknown | Call for Quote | Call for Quote
TUWV2542D ELEC ACCY (12) | TUWV2542D ELEC ACCY (12) |  |  | Unknown | Unknown | Unknown | Call for Quote | Call for Quote
TUWV2542D ELEC HEAT (8) | TUWV2542D ELEC HEAT (8) |  |  | Unknown | Unknown | Unknown | Call for Quote | Call for Quote
TUWV2542D HEATING (9) | TUWV2542D HEATING (9) |  |  | Unknown | Unknown | Unknown | Call for Quote | Call for Quote
TUWV2542D MICROPROCESSER (2) | TUWV2542D MICROPROCESSER (2) |  |  | Unknown | Unknown | Unknown | Call for Quote | Call for Quote
TUWV2542D PACKING (14) | TUWV2542D PACKING (14) |  |  | Unknown | Unknown | Unknown | Call for Quote | Call for Quote
TUWV2542D REFRIGERANT (3) | TUWV2542D REFRIGERANT (3) |  |  | Unknown | Unknown | Unknown | Call for Quote | Call for Quote
TUWV2542D VERSION (4) | TUWV2542D VERSION (4) |  |  | Unknown | Unknown | Unknown | Call for Quote | Call for Quote
TUWV2542G ACCESSORIES (7) | TUWV2542G ACCESSORIES (7) |  |  | Unknown | Unknown | Unknown | Call for Quote | Call for Quote
TUWV2542G AIR FILTER (5) | TUWV2542G AIR FILTER (5) |  |  | Unknown | Unknown | Unknown | Call for Quote | Call for Quote
TUWV2542G AIR FLOW CONFIG (1) | TUWV2542G AIR FLOW CONFIG (1) |  |  | Unknown | Unknown | Unknown | Call for Quote | Call for Quote
TUWV2542G COMMON ASSY (0) | TUWV2542G COMMON ASSY (0) |  |  | Unknown | Unknown | Unknown | Call for Quote | Call for Quote
TUWV2542G DAMPER (10) | TUWV2542G DAMPER (10) |  |  | Unknown | Unknown | Unknown | Call for Quote | Call for Quote
TUWV2542G ELEC ACCY (12) | TUWV2542G ELEC ACCY (12) |  |  | Unknown | Unknown | Unknown | Call for Quote | Call for Quote
TUWV2542G ELEC HEAT (8) | TUWV2542G ELEC HEAT (8) |  |  | Unknown | Unknown | Unknown | Call for Quote | Call for Quote
TUWV2542G HEATING (9) | TUWV2542G HEATING (9) |  |  | Unknown | Unknown | Unknown | Call for Quote | Call for Quote
TUWV2542G MICROPROCESSER (2) | TUWV2542G MICROPROCESSER (2) |  |  | Unknown | Unknown | Unknown | Call for Quote | Call for Quote
TUWV2542G PACKING (14) | TUWV2542G PACKING (14) |  |  | Unknown | Unknown | Unknown | Call for Quote | Call for Quote
TUWV2542G REFRIGERANT (3) | TUWV2542G REFRIGERANT (3) |  |  | Unknown | Unknown | Unknown | Call for Quote | Call for Quote
TUWV2542G VERSION (4) | TUWV2542G VERSION (4) |  |  | Unknown | Unknown | Unknown | Call for Quote | Call for Quote
TUWV2542L ACCESSORIES (7) | TUWV2542L ACCESSORIES (7) |  |  | Unknown | Unknown | Unknown | Call for Quote | Call for Quote
TUWV2542L AIR FILTER (5) | TUWV2542L AIR FILTER (5) |  |  | Unknown | Unknown | Unknown | Call for Quote | Call for Quote
TUWV2542L AIR FLOW CONFIG (1) | TUWV2542L AIR FLOW CONFIG (1) |  |  | Unknown | Unknown | Unknown | Call for Quote | Call for Quote
TUWV2542L COMMON ASSY (0) | TUWV2542L COMMON ASSY (0) |  |  | Unknown | Unknown | Unknown | Call for Quote | Call for Quote
TUWV2542L DAMPER (10) | TUWV2542L DAMPER (10) |  |  | Unknown | Unknown | Unknown | Call for Quote | Call for Quote
TUWV2542L ELEC ACCY (12) | TUWV2542L ELEC ACCY (12) |  |  | Unknown | Unknown | Unknown | Call for Quote | Call for Quote
TUWV2542L ELEC HEAT (8) | TUWV2542L ELEC HEAT (8) |  |  | Unknown | Unknown | Unknown | Call for Quote | Call for Quote
TUWV2542L HEATING (9) | TUWV2542L HEATING (9) |  |  | Unknown | Unknown | Unknown | Call for Quote | Call for Quote
TUWV2542L MICROPROCESSER (2) | TUWV2542L MICROPROCESSER (2) |  |  | Unknown | Unknown | Unknown | Call for Quote | Call for Quote
TUWV2542L PACKING (14) | TUWV2542L PACKING (14) |  |  | Unknown | Unknown | Unknown | Call for Quote | Call for Quote
TUWV2542L REFRIGERANT (3) | TUWV2542L REFRIGERANT (3) |  |  | Unknown | Unknown | Unknown | Call for Quote | Call for Quote
TUWV2542L VERSION (4) | TUWV2542L VERSION (4) |  |  | Unknown | Unknown | Unknown | Call for Quote | Call for Quote
TUWV2842D ACCESSORIES (7) | TUWV2842D ACCESSORIES (7) |  |  | Unknown | Unknown | Unknown | Call for Quote | Call for Quote
TUWV2842D AIR FILTER (5) | TUWV2842D AIR FILTER (5) |  |  | Unknown | Unknown | Unknown | Call for Quote | Call for Quote
TUWV2842D AIR FLOW CONFIG (1) | TUWV2842D AIR FLOW CONFIG (1) |  |  | Unknown | Unknown | Unknown | Call for Quote | Call for Quote
TUWV2842D COMMON ASSY (0) | TUWV2842D COMMON ASSY (0) |  |  | Unknown | Unknown | Unknown | Call for Quote | Call for Quote
TUWV2842D DAMPER (10) | TUWV2842D DAMPER (10) |  |  | Unknown | Unknown | Unknown | Call for Quote | Call for Quote
TUWV2842D ELEC ACCY (12) | TUWV2842D ELEC ACCY (12) |  |  | Unknown | Unknown | Unknown | Call for Quote | Call for Quote
TUWV2842D ELEC HEAT (8) | TUWV2842D ELEC HEAT (8) |  |  | Unknown | Unknown | Unknown | Call for Quote | Call for Quote
TUWV2842D HEATING (9) | TUWV2842D HEATING (9) |  |  | Unknown | Unknown | Unknown | Call for Quote | Call for Quote
TUWV2842D MICROPROCESSER (2) | TUWV2842D MICROPROCESSER (2) |  |  | Unknown | Unknown | Unknown | Call for Quote | Call for Quote
TUWV2842D PACKING (14) | TUWV2842D PACKING (14) |  |  | Unknown | Unknown | Unknown | Call for Quote | Call for Quote
TUWV2842D REFRIGERANT (3) | TUWV2842D REFRIGERANT (3) |  |  | Unknown | Unknown | Unknown | Call for Quote | Call for Quote
TUWV2842D VERSION (4) | TUWV2842D VERSION (4) |  |  | Unknown | Unknown | Unknown | Call for Quote | Call for Quote
TUWV2842G ACCESSORIES (7) | TUWV2842G ACCESSORIES (7) |  |  | Unknown | Unknown | Unknown | Call for Quote | Call for Quote
TUWV2842G AIR FILTER (5) | TUWV2842G AIR FILTER (5) |  |  | Unknown | Unknown | Unknown | Call for Quote | Call for Quote
TUWV2842G AIR FLOW CONFIG (1) | TUWV2842G AIR FLOW CONFIG (1) |  |  | Unknown | Unknown | Unknown | Call for Quote | Call for Quote
TUWV2842G COMMON ASSY (0) | TUWV2842G COMMON ASSY (0) |  |  | Unknown | Unknown | Unknown | Call for Quote | Call for Quote
TUWV2842G DAMPER (10) | TUWV2842G DAMPER (10) |  |  | Unknown | Unknown | Unknown | Call for Quote | Call for Quote
TUWV2842G ELEC ACCY (12) | TUWV2842G ELEC ACCY (12) |  |  | Unknown | Unknown | Unknown | Call for Quote | Call for Quote
TUWV2842G ELEC HEAT (8) | TUWV2842G ELEC HEAT (8) |  |  | Unknown | Unknown | Unknown | Call for Quote | Call for Quote
TUWV2842G HEATING (9) | TUWV2842G HEATING (9) |  |  | Unknown | Unknown | Unknown | Call for Quote | Call for Quote
TUWV2842G MICROPROCESSER (2) | TUWV2842G MICROPROCESSER (2) |  |  | Unknown | Unknown | Unknown | Call for Quote | Call for Quote
TUWV2842G PACKING (14) | TUWV2842G PACKING (14) |  |  | Unknown | Unknown | Unknown | Call for Quote | Call for Quote
TUWV2842G REFRIGERANT (3) | TUWV2842G REFRIGERANT (3) |  |  | Unknown | Unknown | Unknown | Call for Quote | Call for Quote
TUWV2842G VERSION (4) | TUWV2842G VERSION (4) |  |  | Unknown | Unknown | Unknown | Call for Quote | Call for Quote
TUWV2842L ACCESSORIES (7) | TUWV2842L ACCESSORIES (7) |  |  | Unknown | Unknown | Unknown | Call for Quote | Call for Quote
TUWV2842L AIR FILTER (5) | TUWV2842L AIR FILTER (5) |  |  | Unknown | Unknown | Unknown | Call for Quote | Call for Quote
TUWV2842L AIR FLOW CONFIG (1) | TUWV2842L AIR FLOW CONFIG (1) |  |  | Unknown | Unknown | Unknown | Call for Quote | Call for Quote
TUWV2842L COMMON ASSY (0) | TUWV2842L COMMON ASSY (0) |  |  | Unknown | Unknown | Unknown | Call for Quote | Call for Quote
TUWV2842L DAMPER (10) | TUWV2842L DAMPER (10) |  |  | Unknown | Unknown | Unknown | Call for Quote | Call for Quote
TUWV2842L ELEC ACCY (12) | TUWV2842L ELEC ACCY (12) |  |  | Unknown | Unknown | Unknown | Call for Quote | Call for Quote
TUWV2842L ELEC HEAT (8) | TUWV2842L ELEC HEAT (8) |  |  | Unknown | Unknown | Unknown | Call for Quote | Call for Quote
TUWV2842L HEATING (9) | TUWV2842L HEATING (9) |  |  | Unknown | Unknown | Unknown | Call for Quote | Call for Quote
TUWV2842L MICROPROCESSER (2) | TUWV2842L MICROPROCESSER (2) |  |  | Unknown | Unknown | Unknown | Call for Quote | Call for Quote
TUWV2842L PACKING (14) | TUWV2842L PACKING (14) |  |  | Unknown | Unknown | Unknown | Call for Quote | Call for Quote
TUWV2842L REFRIGERANT (3) | TUWV2842L REFRIGERANT (3) |  |  | Unknown | Unknown | Unknown | Call for Quote | Call for Quote
TUWV2842L VERSION (4) | TUWV2842L VERSION (4) |  |  | Unknown | Unknown | Unknown | Call for Quote | Call for Quote
UNIF SOLUTION TYPE | CUSTOM UNIFLAIR SOLUTION TYPE |  |  | Unknown | Unknown | Unknown | Call for Quote | Call for Quote
UNIFLAIR LE FACTORY INSTL ACCS | UNIFLAIR LE FACTORY INSTALL ACCESSORIES |  |  | Unknown | Unknown | Unknown | Call for Quote | Call for Quote
UPSINSTL | UPS INSTALLATION |  |  | Unknown | Unknown | Unknown | 222 | 188.7
UPSOPTCLS | UPS OPTION CLASS |  |  | Unknown | Unknown | Unknown | Call for Quote | Call for Quote
VDIM33174 | PATCHING FRAME OVERHEAD 19INCH 4U |  |  | HD CORE FINAL DISTRIB. - HDCFD - EMHD | Unknown | Actassi for AsiaPacific | 297 | 252.45
W1YONSITENBD-AD-01 | 1 YR NBD On-Site Upgrade to Factory Wty with Monitoring & Dispatch (SmartConnect or NMC required) |  |  | FAMILY OTHER FOR SPIBS | Unknown | Monitoring and Dispatch Services | 148 | 125.8
W1YONSITENBD-AD-02 | 1 YR NBD On-Site Upgrade to Factory Wty with Monitoring & Dispatch (SmartConnect or NMC required) |  |  | FAMILY OTHER FOR SPIBS | Unknown | Monitoring and Dispatch Services | 148 | 125.8
W1YONSITENBD-AD-03 | 1 YR NBD On-Site Upgrade to Factory Wty with Monitoring & Dispatch (SmartConnect or NMC required) |  |  | FAMILY OTHER FOR SPIBS | Unknown | Monitoring and Dispatch Services | 193 | 164.05
W1YONSITENBD-AD-04 | 1 YR NBD On-Site Upgrade to Factory Wty with Monitoring & Dispatch (SmartConnect or NMC required) |  |  | FAMILY OTHER FOR SPIBS | Unknown | Monitoring and Dispatch Services | 342 | 290.7
W1YONSITENBD-SD-01 | 1 YR NBD On-Site Upgrade to Factory Wty with Monitoring & Dispatch (SmartConnect or NMC required) |  |  | FAMILY OTHER FOR SPIBS | Unknown | Monitoring and Dispatch Services | 148 | 125.8
W1YONSITENBD-SD-02 | 1 YR NBD On-Site Upgrade to Factory Wty with Monitoring & Dispatch (SmartConnect or NMC required) |  |  | FAMILY OTHER FOR SPIBS | Unknown | Monitoring and Dispatch Services | 148 | 125.8
W1YONSITENBD-SD-03 | 1 YR NBD On-Site Upgrade to Factory Wty with Monitoring & Dispatch (SmartConnect or NMC required) |  |  | FAMILY OTHER FOR SPIBS | Unknown | Monitoring and Dispatch Services | 193 | 164.05
W1YONSITENBD-SD-04 | 1 YR NBD On-Site Upgrade to Factory Wty with Monitoring & Dispatch (SmartConnect or NMC required) |  |  | FAMILY OTHER FOR SPIBS | Unknown | Monitoring and Dispatch Services | 342 | 290.7
W1YONSITENBD-SD-05 | 1 YR NBD On-Site Upgrade to Factory Wty with Monitoring & Dispatch (SmartConnect or NMC required) |  |  | FAMILY OTHER FOR SPIBS | Unknown | Monitoring and Dispatch Services | 771 | 655.35
W1YONSITENBD-SD-06 | 1 YR NBD On-Site Upgrade to Factory Wty with Monitoring & Dispatch (SmartConnect or NMC required) |  |  | FAMILY OTHER FOR SPIBS | Unknown | Monitoring and Dispatch Services | 891 | 757.35
W1YONSITENBD-SD-07 | 1 YR NBD On-Site Upgrade to Factory Wty with Monitoring & Dispatch (SmartConnect or NMC required) |  |  | FAMILY OTHER FOR SPIBS | Unknown | Monitoring and Dispatch Services | 1025 | 871.25
W1YONSITENBD-SD-08 | 1 YR NBD On-Site Upgrade to Factory Wty with Monitoring & Dispatch (SmartConnect or NMC required) |  |  | FAMILY OTHER FOR SPIBS | Unknown | Monitoring and Dispatch Services | 1080 | 918
W3YONSITENBD-SD-01 | 3 YR NBD On-Site Upgrade to Factory Wty with Monitoring & Dispatch (SmartConnect or NMC required) |  |  | FAMILY OTHER FOR SPIBS | Unknown | Monitoring and Dispatch Services | 438 | 372.3
W3YONSITENBD-SD-02 | 3 YR NBD On-Site Upgrade to Factory Wty with Monitoring & Dispatch (SmartConnect or NMC required) |  |  | FAMILY OTHER FOR SPIBS | Unknown | Monitoring and Dispatch Services | 438 | 372.3
W3YONSITENBD-SD-03 | 3 YR NBD On-Site Upgrade to Factory Wty with Monitoring & Dispatch (SmartConnect or NMC required) |  |  | FAMILY OTHER FOR SPIBS | Unknown | Monitoring and Dispatch Services | 566 | 481.1
W3YONSITENBD-SD-04 | 3 YR NBD On-Site Upgrade to Factory Wty with Monitoring & Dispatch (SmartConnect or NMC required) |  |  | FAMILY OTHER FOR SPIBS | Unknown | Monitoring and Dispatch Services | 1010 | 858.5
W3YONSITENBD-SD-05 | 3 YR NBD On-Site Upgrade to Factory Wty with Monitoring & Dispatch (SmartConnect or NMC required) |  |  | FAMILY OTHER FOR SPIBS | Unknown | Monitoring and Dispatch Services | 2270 | 1929.5
W3YONSITENBD-SD-06 | 3 YR NBD On-Site Upgrade to Factory Wty with Monitoring & Dispatch (SmartConnect or NMC required) |  |  | FAMILY OTHER FOR SPIBS | Unknown | Monitoring and Dispatch Services | 2620 | 2227
W3YONSITENBD-SD-07 | 3 YR NBD On-Site Upgrade to Factory Wty with Monitoring & Dispatch (SmartConnect or NMC required) |  |  | FAMILY OTHER FOR SPIBS | Unknown | Monitoring and Dispatch Services | 3005 | 2554.25
W3YONSITENBD-SD-08 | 3 YR NBD On-Site Upgrade to Factory Wty with Monitoring & Dispatch (SmartConnect or NMC required) |  |  | FAMILY OTHER FOR SPIBS | Unknown | Monitoring and Dispatch Services | 3170 | 2694.5
WACFSURD100-SPL2 | ACRD100 LEVEL 2 SPARE PARTS KIT |  |  | RISK KITS | Unknown | NetworkAIR Accessories | 12445 | 10578.25
WACFSURD100-SPL3 | ACRD100 LEVEL 3 SPARE PARTS KIT |  |  | RISK KITS | Unknown | NetworkAIR Accessories | 21515 | 18287.75
WACFSURD100/101-SPL1 | ACRD100/101 LEVEL 1 SPARE PARTS KIT |  |  | RISK KITS | Unknown | Unknown | 3360 | 2856
WACFSURD101-SPL2 | ACRD101 LEVEL 2 SPARE PARTS KIT |  |  | RISK KITS | Unknown | NetworkAIR Accessories | 12340 | 10489
WACFSURD101-SPL3 | ACRD101 LEVEL 3 SPARE PARTS KIT |  |  | RISK KITS | Unknown | NetworkAIR Accessories | 25305 | 21509.25
WACFSURD200-SPL2 | ACRD200 LEVEL 2 SPARE PARTS KIT |  |  | RISK KITS | Unknown | NetworkAIR Accessories | 13940 | 11849
WACFSURD200-SPL3 | ACRD200 LEVEL 3 SPARE PARTS KIT |  |  | RISK KITS | Unknown | NetworkAIR Accessories | 23805 | 20234.25
WACFSURD200/201-SPL2 | ACRD200/201 LEVEL 2 SPARE PARTS KIT |  |  | RISK KITS | Unknown | Unknown | 15285 | 12992.25
WACFSURD201-SPL2 | ACRD201 LEVEL 2 SPARE PARTS KIT |  |  | RISK KITS | Unknown | NetworkAIR Accessories | 14485 | 12312.25
WACFSURD201-SPL3 | ACRD201 LEVEL 3 SPARE PARTS KIT |  |  | RISK KITS | Unknown | NetworkAIR Accessories | 23900 | 20315
WACINCAP-E8-00 | (1) Complete AC Input Capacitor Replacement Service Labor for (1) EPS 8000 UPS |  |  | PROACTIVE SRV & INSP | Unknown | On-demand Services | 4280 | 3638
WACINCAP-G5-00 | (1) Complete AC Input Capacitor Replacement Service Labor for (1) Galaxy 5000 or 5500 UPS |  |  | PROACTIVE SRV & INSP | Unknown | On-demand Services | 2095 | 1780.75
WACINCAP-GP-00 | (1) Complete AC Input Capacitor Replacement Service Labor for (1) Galaxy PW or PWI UPS |  |  | PROACTIVE SRV & INSP | Unknown | On-demand Services | 2320 | 1972
WACOUTCAP-G5-00 | (1) Complete AC Output Capacitor Replacement Service Labor for (1) Galaxy 5000 or 5500 UPS |  |  | PROACTIVE SRV & INSP | Unknown | On-demand Services | 1765 | 1500.25
WACOUTCAP-GP-00 | (1) Complete AC Output Capacitor Replacement Service Labor for (1) Galaxy PW or PWI UPS |  |  | PROACTIVE SRV & INSP | Unknown | On-demand Services | 2955 | 2511.75
WACOUTCAP-MP-00 | (1) Complete AC Output Capacitor Replacement Service Labor for (1) MGE product |  |  | PROACTIVE SRV & INSP | Unknown | On-demand Services | Call for Quote | Call for Quote
WADV1PEAAPLUS | 1 Yr Advantage EcoStruxure Asset Advisor Plus Predict Srvc for (1) 1P UPS up to 10kVA |  |  | ASSET ADV SP&C | Unknown | EcoStruxure Asset Advisor | 492 | 418.2
WADVEAACPLUS-UF-00 | 1 Yr Advantage EcoStruxure Asset Advisor Plus Predict Service for (1) Chiller |  |  | ASSET ADV SP&C | Unknown | EcoStruxure Asset Advisor | 596 | 506.6
WADVEAAPLUS-AA-01 | 1 Yr Advantage EAA Plus Predict Srvc for (1) 1 or 3P UPS 10 - 40kVA, Batt Frm, PDU or Acc. |  |  | ASSET ADV SP&C | Unknown | EcoStruxure Asset Advisor | 719 | 611.15
WADVEAAPLUS-AA-02 | 1 Yr Advantage EcoStruxure Asset Advisor Plus Predict Service for (1) 3P UPS 41 to 150kVA |  |  | ASSET ADV SP&C | Unknown | EcoStruxure Asset Advisor | 807 | 685.95
WADVEAAPLUS-AA-03 | 1 Yr Advantage EcoStruxure Asset Advisor Plus Predict Service for (1) 3P UPS 151 to 500kVA |  |  | ASSET ADV SP&C | Unknown | EcoStruxure Asset Advisor | 861 | 731.85
WADVEAAPLUS-AA-04 | 1 Yr Advantage EcoStruxure Asset Advisor Plus Predict Service for (1) 3P UPS 501kVA or greater |  |  | ASSET ADV SP&C | Unknown | EcoStruxure Asset Advisor | 861 | 731.85
WADVEAAPLUS-AX-00 | 1 Yr Advantage EcoStruxure Asset Advisor Plus Predict Service for (1) In Row Cooling Unit |  |  | ASSET ADV SP&C | Unknown | EcoStruxure Asset Advisor | 560 | 476
WADVEAAPLUS-UF-00 | 1 Yr Advantage EcoStruxure Asset Advisor Plus Predict Service for (1) In Room Cooling Unit |  |  | ASSET ADV SP&C | Unknown | EcoStruxure Asset Advisor | 560 | 476
WADVPLUS-E6-22 | (1) Year Advantage Plus Service Plan for (1) EPS 6000 150 to 225 kVA UPS |  |  | 3PH&BATT CLASSC CONTR | Unknown | Advantage Service Plan for 3-Phase UPS | 10050 | 8542.5
WADVPLUS-E6-37 | (1) Year Advantage Plus Service Plan for (1) EPS 6000 300 to 375 kVA UPS |  |  | 3PH&BATT CLASSC CONTR | Unknown | Advantage Service Plan for 3-Phase UPS | 9700 | 8245
WADVPLUS-E6-62 | (1) Year Advantage Plus Service Plan for (1) EPS 6000 500 to 625 kVA UPS |  |  | 3PH&BATT CLASSC CONTR | Unknown | Advantage Service Plan for 3-Phase UPS | 15060 | 12801
WADVPLUS-E6-80 | (1) Year Advantage Plus Service Plan for (1) EPS 6000 750 to 800 kVA UPS |  |  | 3PH&BATT CLASSC CONTR | Unknown | Advantage Service Plan for 3-Phase UPS | 15580 | 13243
WADVPLUS-E8-10 | (1) Year Advantage Plus Service Plan for (1) EPS 8000 1000 kVA UPS |  |  | 3PH&BATT CLASSC CONTR | Unknown | Advantage Service Plan for 3-Phase UPS | 12975 | 11028.75
WADVPLUS-E8-11 | (1) Year Advantage Plus Service Plan for (1) EPS 8000 1100 to 1125 kVA UPS |  |  | 3PH&BATT CLASSC CONTR | Unknown | Advantage Service Plan for 3-Phase UPS | 13050 | 11092.5
WADVPLUS-E8-62 | (1) Year Advantage Plus Service Plan for (1) EPS 8000 555 kVA UPS |  |  | 3PH&BATT CLASSC CONTR | Unknown | Advantage Service Plan for 3-Phase UPS | 9910 | 8423.5
WADVPLUS-E8-80 | (1) Year Advantage Plus Service Plan for (1) EPS 8000 625 to 800 kVA UPS |  |  | 3PH&BATT CLASSC CONTR | Unknown | Advantage Service Plan for 3-Phase UPS | 11095 | 9430.75
WADVPLUS-NX-83 | 1 Year Advantage Plus Service Plan for (1) External Battery Frame for Symmetra 250/500 kW |  |  | 3PH&BATT CLASSC CONTR | Unknown | Advantage Service Plan for 3-Phase UPS | 1860 | 1581
WADVPLUS-PX-41 | (1) Year Advantage Plus Service Plan for (1) Symmetra PX UPS 100kVA 100 and/or PDU |  |  | 3PH&BATT CLASSC CONTR | Unknown | Advantage Service Plan for 3-Phase UPS | 9455 | 8036.75
WADVPLUS-VL-300 | (1) Yr Advantage Plus Service Plan for (1) Galaxy VL 300kW UPS |  |  | 3PH&BATT CLASSC CONTR | Unknown | Advantage Service Plan for 3-Phase UPS | 7970 | 6774.5
WADVPLUS-VS3-A75 | (1) Yr Advantage Plus Service Plan for (1) Galaxy VS 60 to 80kVA UPS |  |  | 3PH&BATT CLASSC CONTR | Unknown | Advantage Service Plan for 3-Phase UPS | 5145 | 4373.25
WADVPRIME-E6-37 | (1) Year Advantage Prime Service Plan for (1) EPS 6000 300 to 375 kVA UPS |  |  | 3PH&BATT CLASSC CONTR | Unknown | Advantage Service Plan for 3-Phase UPS | 15205 | 12924.25
WADVPRIME-E6-62 | (1) Year Advantage Prime Service Plan for (1) EPS 6000 500 to 625 kVA UPS |  |  | 3PH&BATT CLASSC CONTR | Unknown | Advantage Service Plan for 3-Phase UPS | 20415 | 17352.75
WADVPRIME-E8-10 | (1) Year Advantage Prime Service Plan for (1) EPS 8000 1000 kVA UPS |  |  | 3PH&BATT CLASSC CONTR | Unknown | Advantage Service Plan for 3-Phase UPS | 18835 | 16009.75
WADVPRIME-E8-62 | (1) Year Advantage Prime Service Plan for (1) EPS 8000 555 kVA UPS |  |  | 3PH&BATT CLASSC CONTR | Unknown | Advantage Service Plan for 3-Phase UPS | 12635 | 10739.75
WADVPRIME-G3-28 | (1) Year Advantage Prime Service Plan for (1) Galaxy 3500 or SUVT 80 kVA UPS |  |  | 3PH&BATT CLASSC CONTR | Unknown | Advantage Service Plan for 3-Phase UPS | 7615 | 6472.75
WADVPRIME-GT-100 | (1) Year Advantage Prime Service Plan for (1) PXC 100 kVA UPS |  |  | 3PH&BATT CLASSC CONTR | Unknown | Advantage Service Plan for 3-Phase UPS | Call for Quote | Call for Quote
WADVPRIME-NX-83 | 1 Year Advantage Prime Service Plan for (1) External Battery Frame for Symmetra 250/500 kW |  |  | 3PH&BATT CLASSC CONTR | Unknown | Advantage Service Plan for 3-Phase UPS | 3155 | 2681.75
WADVPRIME-PX-41 | (1) Year Advantage Prime Service Plan for (1) Symmetra PX UPS 100kVA 100 and/or PDU |  |  | 3PH&BATT CLASSC CONTR | Unknown | Advantage Service Plan for 3-Phase UPS | 10235 | 8699.75
WADVPRIME-VL-200 | (1) Yr Advantage Prime Service Plan for (1) Galaxy VL 200kW UPS |  |  | 3PH&BATT CLASSC CONTR | Unknown | Advantage Service Plan for 3-Phase UPS | 13730 | 11670.5
WADVPRIME-VS3-A75 | (1) Yr Advantage Prime Service Plan for (1) Galaxy VS 60 to 80kVA UPS |  |  | 3PH&BATT CLASSC CONTR | Unknown | Advantage Service Plan for 3-Phase UPS | 8235 | 6999.75
WADVULTRA-E6-22 | (1) Year Advantage Ultra Service Plan for (1) EPS 6000 150 to 225 kVA UPS |  |  | 3PH&BATT CLASSC CONTR | Unknown | Advantage Service Plan for 3-Phase UPS | 19290 | 16396.5
WADVULTRA-E6-37 | (1) Year Advantage Ultra Service Plan for (1) EPS 6000 300 to 375 kVA UPS |  |  | 3PH&BATT CLASSC CONTR | Unknown | Advantage Service Plan for 3-Phase UPS | 22300 | 18955
WADVULTRA-E6-62 | (1) Year Advantage Ultra Service Plan for (1) EPS 6000 500 to 625 kVA UPS |  |  | 3PH&BATT CLASSC CONTR | Unknown | Advantage Service Plan for 3-Phase UPS | 23235 | 19749.75
WADVULTRA-E6-80 | (1) Year Advantage Ultra Service Plan for (1) EPS 6000 750 to 800 kVA UPS |  |  | 3PH&BATT CLASSC CONTR | Unknown | Advantage Service Plan for 3-Phase UPS | 24780 | 21063
WADVULTRA-E8-10 | (1) Year Advantage Ultra Service Plan for (1) EPS 8000 1000 kVA UPS |  |  | 3PH&BATT CLASSC CONTR | Unknown | Advantage Service Plan for 3-Phase UPS | 25815 | 21942.75
WADVULTRA-E8-11 | (1) Year Advantage Ultra Service Plan for (1) EPS 8000 1100 to 1125 kVA UPS |  |  | 3PH&BATT CLASSC CONTR | Unknown | Advantage Service Plan for 3-Phase UPS | 27190 | 23111.5
WADVULTRA-E8-62 | (1) Year Advantage Ultra Service Plan for (1) EPS 8000 555 kVA UPS |  |  | 3PH&BATT CLASSC CONTR | Unknown | Advantage Service Plan for 3-Phase UPS | 23235 | 19749.75
WADVULTRA-E8-80 | (1) Year Advantage Ultra Service Plan for (1) EPS 8000 625 to 800 kVA UPS |  |  | 3PH&BATT CLASSC CONTR | Unknown | Advantage Service Plan for 3-Phase UPS | 24780 | 21063
WADVULTRA-G3-28 | (1) Year Advantage Ultra Service Plan for (1) Galaxy 3500 or SUVT 80 kVA UPS |  |  | 3PH&BATT CLASSC CONTR | Unknown | Advantage Service Plan for 3-Phase UPS | 9175 | 7798.75
WADVULTRA-PM-50 | (1) Year Advantage Ultra Service Plan for (1) Galaxy RPP 250 or 400 A |  |  | 3PH&BATT CLASSC CONTR | Unknown | Advantage Service Plan for 3-Phase UPS | 3180 | 2703
WADVULTRA-PX-39 | (1) Year Advantage Ultra Service Plan for (1) Symmetra PX UPS 90kVA 100 and/or PDU |  |  | 3PH&BATT CLASSC CONTR | Unknown | Advantage Service Plan for 3-Phase UPS | 12810 | 10888.5
WADVULTRA-PX-41 | (1) Year Advantage Ultra Service Plan for (1) Symmetra PX UPS 100kVA 100 and/or PDU |  |  | 3PH&BATT CLASSC CONTR | Unknown | Advantage Service Plan for 3-Phase UPS | 13625 | 11581.25
WAOT-G5-00 | Advanced Operator Training for Galaxy 5000 |  |  | PARTNER TRAINING | Unknown | Training Services | 7635 | 6489.75
WAOT-G35-00 | Advanced Operator Training for Galaxy 3500, SUVT |  |  | PARTNER TRAINING | Unknown | Training Services | 7635 | 6489.75
WAOT-GP-00 | Advanced Operator Training for Galaxy PW |  |  | PARTNER TRAINING | Unknown | Training Services | 7635 | 6489.75
WAOT-GT-00 | Advanced Operator Training for Gutor PXC |  |  | PARTNER TRAINING | Unknown | Training Services | 7635 | 6489.75
WAOT-LB-00 | Advanced Operator Training for Lithium-Ion Battery System |  |  | PARTNER TRAINING | Unknown | Training Services | 7410 | 6298.5
WAOT-MW-00 | Advanced Operator Training for Symmetra MW |  |  | PARTNER TRAINING | Unknown | Training Services | 7635 | 6489.75
WAOT-NX-00 | Advanced Operator Training for Symmetra PX250/500 |  |  | PARTNER TRAINING | Unknown | Training Services | 7635 | 6489.75
WAOT-PX-00 | Advanced Operator Training for Symmetra PX 20 - 80 |  |  | PARTNER TRAINING | Unknown | Training Services | 7635 | 6489.75
WAOT-PX-100 | Advanced Operator Training for Symmetra PX 100 |  |  | PARTNER TRAINING | Unknown | Training Services | 7635 | 6489.75
WAOTCOOLROW | Advanced Operator Training for In-Row Cooling |  |  | SP COOLING INSTALL | Unknown | Training Services | 8655 | 7356.75
WASSEM-EV-01 | Assembly of the EV Charging Station Head for (1) Wall Mount Charging Unit |  |  | Unknown | Unknown | Unknown | Call for Quote | Call for Quote
WASSEM-EV-02 | Assembly of the EV Charging Station Head for (1) Pedestal Mount Charging Unit |  |  | Unknown | Unknown | Unknown | Call for Quote | Call for Quote
WASSEMOST-AX-00 | Assembly On Site Training Service for (1) Complete Thermal Containment Solution |  |  | SP COOLING INSTALL | Unknown | Training Services | 19505 | 16579.25
WBATTREPLC-E6-00 | Batt Rplcmnt Srvc for (1) EPS 6000 System - Install and Removal Labor per Battery |  |  | 3PH&BATT CLASSC CONTR | Unknown | Battery Replacement Services | 78 | 66.3
WBATTREPLC-E7-00 | Batt Rplcmnt Srvc for (1) EPS 7000 System - Install and Removal Labor per Battery |  |  | 3PH&BATT CLASSC CONTR | Unknown | Battery Replacement Services | 78 | 66.3
WBATTREPLC-E8-00 | Batt Rplcmnt Srvc for (1) EPS 8000 System - Install and Removal Labor per Battery |  |  | 3PH&BATT CLASSC CONTR | Unknown | Battery Replacement Services | 78 | 66.3
WBATTREPLC-G4-00 | Batt Rplcmnt Srvc for (1) Galaxy 4000 System - Install and Removal Labor per Battery |  |  | 3PH&BATT CLASSC CONTR | Unknown | Battery Replacement Services | 78 | 66.3
WBATTREPLC-G5-00 | Batt Rplcmnt Srvc for (1) Galaxy 5000 or 5500 System - Install and Removal Labor per Battery |  |  | 3PH&BATT CLASSC CONTR | Unknown | Battery Replacement Services | 78 | 66.3
WBATTREPLC-G6-00 | Batt Rplcmnt Srvc for (1) Galaxy 6000 System - Install and Removal Labor per Battery |  |  | 3PH&BATT CLASSC CONTR | Unknown | Battery Replacement Services | Call for Quote | Call for Quote
WBATTREPLC-G7-00 | Batt Rplcmnt Srvc for (1) Galaxy 7000 System - Install and Removal Labor per Battery |  |  | 3PH&BATT CLASSC CONTR | Unknown | Battery Replacement Services | Call for Quote | Call for Quote
WBATTREPLC-G9-00 | Batt Rplcmnt Srvc for (1) Galaxy 9000 System - Install and Removal Labor per Battery |  |  | 3PH&BATT CLASSC CONTR | Unknown | Battery Replacement Services | Call for Quote | Call for Quote
WBATTREPLC-GP-00 | Batt Rplcmnt Srvc for (1) Galaxy PW or PWI System - Install and Removal Labor per Battery |  |  | 3PH&BATT CLASSC CONTR | Unknown | Battery Replacement Services | 78 | 66.3
WBATTREPLC-GT-00 | Batt Rplcmnt Srvc for (1) PXC System - Install and Removal Labor per Battery |  |  | 3PH&BATT CLASSC CONTR | Unknown | Battery Replacement Services | Call for Quote | Call for Quote
WBATTREPLC-MP-00 | Batt Rplcmnt Srvc for (1) MGE UPS System - Install and Removal Labor per Battery |  |  | 3PH&BATT CLASSC CONTR | Unknown | Battery Replacement Services | 78 | 66.3
WBATTREPLC-VX-00 | Batt Rplcmnt Srvc for (1) Galaxy VX System - Install and Removal Labor per Battery |  |  | 3PH&BATT CLASSC CONTR | Unknown | Battery Replacement Services | Call for Quote | Call for Quote
WBEXTWAR1YLB-SE-01 | (1) Year Extended Warranty for SRV UPS with Lithium-Ion Battery - Level 01 |  |  | SP POWER HBN WARR EXT | Unknown | Extended Warranties - Critical Power & Cooling | 256 | 217.6
WBEXTWAR1YLB-SE-02 | (1) Year Extended Warranty for SRV UPS with Lithium-Ion Battery - Level 02 |  |  | SP POWER HBN WARR EXT | Unknown | Extended Warranties - Critical Power & Cooling | 468 | 397.8
WBEXTWAR1YLB-SE-03 | (1) Year Extended Warranty for SRV UPS with Lithium-Ion Battery - Level 03 |  |  | SP POWER HBN WARR EXT | Unknown | Extended Warranties - Critical Power & Cooling | 744 | 632.4
WBEXTWAR1YR-AC-01 | Service Pack 1 Year Warranty Extension for Accessories |  |  | SP POWER HBN WARR EXT | Unknown | Extended Warranties - Critical Power & Cooling | 65 | 55.25
WBEXTWAR1YR-AC-02 | Service Pack 1 Year Warranty Extension for Accessories |  |  | SP POWER HBN WARR EXT | Unknown | Extended Warranties - Critical Power & Cooling | 90 | 76.5
WBEXTWAR1YR-AC-03 | Service Pack 1 Year Warranty Extension for Accessories |  |  | SP POWER HBN WARR EXT | Unknown | Extended Warranties - Critical Power & Cooling | 144 | 122.4
WBEXTWAR1YR-AC-04 | Service Pack 1 Year Warranty Extension for Accessories |  |  | SP POWER HBN WARR EXT | Unknown | Extended Warranties - Critical Power & Cooling | 278 | 236.3
WBEXTWAR1YR-AC-05 | Service Pack 1 Year Warranty Extension for Accessories |  |  | SP POWER HBN WARR EXT | Unknown | Extended Warranties - Critical Power & Cooling | 537 | 456.45
WBEXTWAR1YR-AC-06 | Service Pack 1 Year Warranty Extension for Accessories |  |  | SP POWER HBN WARR EXT | Unknown | Extended Warranties - Critical Power & Cooling | 1075 | 913.75
WBEXTWAR1YR-AC-07 | Service Pack 1 Year Warranty Extension for Accessories |  |  | SP POWER HBN WARR EXT | Unknown | Extended Warranties - Critical Power & Cooling | 1790 | 1521.5
WBEXTWAR1YR-NB-02 | Service Pack 1 Year Parts and Software Support Extended Warranty for 1 NetBotz 2-Series |  |  | SP POWER HBN WARR EXT | Unknown | Extended Warranties - Critical Power & Cooling | 450 | 382.5
WBEXTWAR1YR-SD-01 | (1) Year Extended Warranty for (1) Easy UPS SMV/SMVS Level 01 |  |  | SP POWER HBN WARR EXT | Unknown | Extended Warranties - Critical Power & Cooling | 96 | 81.6
WBEXTWAR1YR-SD-02 | (1) Year Extended Warranty for (1) Easy UPS SMV/SMVS Level 02 |  |  | SP POWER HBN WARR EXT | Unknown | Extended Warranties - Critical Power & Cooling | 107 | 90.95
WBEXTWAR1YR-SD-04 | (1) Year Extended Warranty for (1) Easy UPS SMV/SMVS Level 04 |  |  | SP POWER HBN WARR EXT | Unknown | Extended Warranties - Critical Power & Cooling | 323 | 274.55
WBEXTWAR1YR-SP-01 | Service Pack 1 Year Warranty Extension (for new product purchases) |  |  | SP POWER HBN WARR EXT | Unknown | Extended Warranties - Critical Power & Cooling | 69 | 58.65
WBEXTWAR1YR-SP-02 | Service Pack 1 Year Warranty Extension (for new product purchases) |  |  | SP POWER HBN WARR EXT | Unknown | Extended Warranties - Critical Power & Cooling | 69 | 58.65
WBEXTWAR1YR-SP-03 | Service Pack 1 Year Warranty Extension (for new product purchases) |  |  | SP POWER HBN WARR EXT | Unknown | Extended Warranties - Critical Power & Cooling | 110 | 93.5
WBEXTWAR1YR-SP-04 | Service Pack 1 Year Warranty Extension (for new product purchases) |  |  | SP POWER HBN WARR EXT | Unknown | Extended Warranties - Critical Power & Cooling | 211 | 179.35
WBEXTWAR1YR-SP-05 | Service Pack 1 Year Warranty Extension (for new product purchases) |  |  | SP POWER HBN WARR EXT | Unknown | Extended Warranties - Critical Power & Cooling | 414 | 351.9
WBEXTWAR1YR-SP-06 | Service Pack 1 Year Warranty Extension (for new product purchases) |  |  | SP POWER HBN WARR EXT | Unknown | Extended Warranties - Critical Power & Cooling | 823 | 699.55
WBEXTWAR1YR-SP-07 | Service Pack 1 Year Warranty Extension (for new product purchases) |  |  | SP POWER HBN WARR EXT | Unknown | Extended Warranties - Critical Power & Cooling | 1370 | 1164.5
WBEXTWAR1YR-SP-08 | Service Pack 1 Year Warranty Extension (for new product purchases) |  |  | SP POWER HBN WARR EXT | Unknown | Extended Warranties - Critical Power & Cooling | 1920 | 1632
WBEXTWAR2YLB-SE-01 | (2) Year Extended Warranty for SRV UPS with Lithium-Ion Battery - Level 01 |  |  | SP POWER HBN WARR EXT | Unknown | Extended Warranties - Critical Power & Cooling | 359 | 305.15
WBEXTWAR2YLB-SE-02 | (2) Year Extended Warranty for SRV UPS with Lithium-Ion Battery - Level 02 |  |  | SP POWER HBN WARR EXT | Unknown | Extended Warranties - Critical Power & Cooling | 650 | 552.5
WBEXTWAR2YLB-SE-03 | (2) Year Extended Warranty for SRV UPS with Lithium-Ion Battery - Level 03 |  |  | SP POWER HBN WARR EXT | Unknown | Extended Warranties - Critical Power & Cooling | 1040 | 884
WBEXTWAR3YR-NB-02 | Service Pack 3 Years Parts and Software Support Extended Warranty for 1 NetBotz 2-Series |  |  | SP POWER HBN WARR EXT | Unknown | Extended Warranties - Critical Power & Cooling | 1095 | 930.75
WBEXTWAR3YR-NB-07 | Service Pack 3 Years Parts and Software Support Extended Warranty for 1 NetBotz 7-Series |  |  | SP POWER HBN WARR EXT | Unknown | Extended Warranties - Critical Power & Cooling | 2595 | 2205.75
WBEXTWAR3YR-SP-01 | Service Pack 3 Year Warranty Extension (for new product purchases) |  |  | SP POWER HBN WARR EXT | Unknown | Extended Warranties - Critical Power & Cooling | 134 | 113.9
WBEXTWAR3YR-SP-02 | Service Pack 3 Year Warranty Extension (for new product purchases) |  |  | SP POWER HBN WARR EXT | Unknown | Extended Warranties - Critical Power & Cooling | 170 | 144.5
WBEXTWAR3YR-SP-05 | Service Pack 3 Year Warranty Extension (for new product purchases) |  |  | SP POWER HBN WARR EXT | Unknown | Extended Warranties - Critical Power & Cooling | 944 | 802.4
WBEXTWAR3YR-SP-06 | Service Pack 3 Year Warranty Extension (for new product purchases) |  |  | SP POWER HBN WARR EXT | Unknown | Extended Warranties - Critical Power & Cooling | 1885 | 1602.25
WBEXTWAR3YR-SP-07 | Service Pack 3 Year Warranty Extension (for new product purchases) |  |  | SP POWER HBN WARR EXT | Unknown | Extended Warranties - Critical Power & Cooling | 3145 | 2673.25
WBEXTWAR3YR-SP-08 | Service Pack 3 Year Warranty Extension (for new product purchases) |  |  | SP POWER HBN WARR EXT | Unknown | Extended Warranties - Critical Power & Cooling | 4400 | 3740
WCAPREPLC-E8-00 | (1) Complete DC Capacitor Replacement Service Labor for (1) EPS 8000 UPS |  |  | PROACTIVE SRV & INSP | Unknown | On-demand Services | 5115 | 4347.75
WCAPREPLC-G5-00 | (1) Complete DC Capacitor Replacement Service Labor for (1) Galaxy 5000 or 5500 UPS |  |  | PROACTIVE SRV & INSP | Unknown | On-demand Services | 2955 | 2511.75
WCAPREPLC-GP-00 | (1) Complete DC Capacitor Replacement Service Labor for (1) Galaxy PW or PWI UPS |  |  | PROACTIVE SRV & INSP | Unknown | On-demand Services | 3885 | 3302.25
WCL1YR10R-DIGI | EcoStruxure IT Advisor: Cooling Optimize, 1 Year Software Support Contract, 10 Racks |  |  | SW SUPPORT CONTRACT - PLANNING & MDLLING | Unknown | EcoStruxure IT Advisor: Cooling Optimize | 1025 | 871.25
WCL1YR100R-DIGI | EcoStruxure IT Advisor: Cooling Optimize, 1 Year Software Support Contract, 100 Racks |  |  | SW SUPPORT CONTRACT - PLANNING & MDLLING | Unknown | EcoStruxure IT Advisor: Cooling Optimize | 8065 | 6855.25
WCL3YR10R-DIGI | Data Center Operation: Cooling Optimize, 3 Year Software Support Contract, 10 Racks |  |  | SW SUPPORT CONTRACT - PLANNING & MDLLING | Unknown | EcoStruxure IT Advisor: Cooling Optimize | 2765 | 2350.25
WCL3YR100R-DIGI | Data Center Operation: Cooling Optimize, 3 Year Software Support Contract, 100 Racks |  |  | SW SUPPORT CONTRACT - PLANNING & MDLLING | Unknown | EcoStruxure IT Advisor: Cooling Optimize | 18295 | 15550.75
WE7TMM-OPT2-SPL3 | MGE EPS 7000 50HZ MM Complete Set - Spare Part Kit Level 3 |  |  | RISK KITS | Unknown | MGE Accessories | 130080 | 110568
WE7TMM-SPL1 | MGE EPS 7000 MM Emergency Set - Spare Part Kit Level 1 |  |  | RISK KITS | Unknown | MGE Accessories | 19625 | 16681.25
WE7TMM-SPL2 | MGE EPS 7000 MM Support Set - Spare Part Kit Level 2 |  |  | RISK KITS | Unknown | MGE Accessories | 54830 | 46605.5
WE7TMM-SPL3 | MGE EPS 7000 MM Complete Set- Spare Part Kit Level 3 |  |  | RISK KITS | Unknown | MGE EPS | 127935 | 108744.75
WE7TSM-OPT1-SPL1 | MGE EPS 7000 600V SM Emergency Set - Spare Part Kit Level 1 |  |  | RISK KITS | Unknown | MGE Accessories | 16450 | 13982.5
WE7TSM-OPT1-SPL2 | MGE EPS 7000 600V SM Support Set - Spare Part Kit Level 2 |  |  | RISK KITS | Unknown | MGE Accessories | 51635 | 43889.75
WE7TSM-OPT1-SPL3 | MGE EPS 7000 600V SM Complete Set - Spare Part Kit Level 3 |  |  | RISK KITS | Unknown | MGE EPS | 115495 | 98170.75
WE7TSM-OPT2-SPL3 | MGE EPS 7000 50HZ SM Complete Set - Spare Part Kit Level 3 |  |  | RISK KITS | Unknown | MGE Accessories | 112125 | 95306.25
WE7TSM-SPL1 | MGE EPS 7000 SM Emergency Set - Spare Part Kit Level 1 |  |  | RISK KITS | Unknown | MGE Accessories | 19835 | 16859.75
WE7TSM-SPL2 | MGE EPS 7000 SM Support Set - Spare Part Kit Level 2 |  |  | RISK KITS | Unknown | MGE Accessories | 55030 | 46775.5
WE7TSM-SPL3 | MGE EPS 7000 SM Complete Set - Spare Part Kit Level 3 |  |  | RISK KITS | Unknown | MGE EPS | 139275 | 118383.75
WE8T555K625-SPL1 | MGE EPS 8000 555-625 Emergency Set - Spare Part Kit Level 1 |  |  | RISK KITS | Unknown | MGE Accessories | 6565 | 5580.25
WE8T555K625L-SPL1 | MGE EPS 8000 555-625 600V Emergency Set - Spare Part Kit Level 1 |  |  | RISK KITS | Unknown | MGE Accessories | 5185 | 4407.25
WE8T555K-OPT1-SPL2 | MGE EPS 8000 555 600V Support Set - Spare Part Kit Level 2 |  |  | RISK KITS | Unknown | MGE Accessories | 62785 | 53367.25
WE8T555K-OPT1-SPL3 | MGE EPS 8000 555 SM 600V Complete Set - Spare Part Kit Level 3 |  |  | RISK KITS | Unknown | MGE EPS | 119445 | 101528.25
WE8T555K-OPT2-SPL3 | MGE EPS 8000 555 MM 600V Complete Set - Spare Part Kit Level 3 |  |  | RISK KITS | Unknown | MGE Accessories | 118320 | 100572
WE8T555K-SPL2 | MGE EPS 8000 555 Support Set - Spare Part Kit Level 2 |  |  | RISK KITS | Unknown | MGE Accessories | 64190 | 54561.5
WE8T555KMM-SPL3 | MGE EPS 8000 555 MM Comprehensive Set - Spare Part Kit Level 3 |  |  | RISK KITS | Unknown | MGE EPS | 104445 | 88778.25
WE8T555KMM-SPL4 | MGE EPS 8000 555 MM Complete Set - Spare Part Kit Level 4 |  |  | RISK KITS | Unknown | MGE Accessories | 148800 | 126480
WE8T555KSM-SPL3 | MGE EPS 8000 555 SM Comprehensive Set - Spare Part Kit Level 3 |  |  | RISK KITS | Unknown | MGE EPS | 108035 | 91829.75
WE8T555KSM-SPL4 | MMGE EPS 8000 555 SM Complete Set - Spare Part Kit Level 4 |  |  | RISK KITS | Unknown | MGE Accessories | 154405 | 131244.25
WE8T625K800-SPL1 | MGE EPS 8000 625-800 50Hz Emergency Set - Spare Part Kit Level 1 |  |  | RISK KITS | Unknown | MGE Accessories | 6070 | 5159.5
WE8T625K800MM-SPL3 | MGE EPS 8000 625-800 MM 50Hz Complete Set - Spare Part Kit Level 3 |  |  | RISK KITS | Unknown | MGE Accessories | 114265 | 97125.25
WE8T625K800SM-SPL3 | MGE EPS 8000 625-800 SM 50Hz Complete Set - Spare Part Kit Level 3 |  |  | RISK KITS | Unknown | MGE Accessories | 111305 | 94609.25
WE8T625K-OPT1-SPL2 | MGE EPS 8000 625 600V Support Set - Spare Part Kit Level 2 |  |  | RISK KITS | Unknown | MGE Accessories | 63300 | 53805
WE8T625K-OPT1-SPL3 | MGE EPS 8000 625 SM 600V Complete Set - Spare Part Kit Level 3 |  |  | RISK KITS | Unknown | MGE EPS | 120455 | 102386.75
WE8T625K-OPT2-SPL3 | MGE EPS 8000 625 MM 600V Complete Set - Spare Part Kit Level 3 |  |  | RISK KITS | Unknown | MGE EPS | 119320 | 101422
WE8T625K-SPL2 | MGE EPS 8000 625 Support Set - Spare Part Kit Level 2 |  |  | RISK KITS | Unknown | MGE Accessories | 64685 | 54982.25
WE8T625KMM-SPL3 | MGE EPS 8000 625 MM Comprehensive Set - Spare Part Kit Level 3 |  |  | RISK KITS | Unknown | MGE EPS | 108510 | 92233.5
WE8T625KMM-SPL4 | MGE EPS 8000 625 MM Complete Set - Spare Part Kit Level 4 |  |  | RISK KITS | Unknown | MGE Accessories | 151965 | 129170.25
WE8T625KSM-SPL3 | MGE EPS 8000 625 SM Comprehensive Set - Spare Part Kit Level 3 |  |  | RISK KITS | Unknown | MGE EPS | 109475 | 93053.75
WE8T625KSM-SPL4 | MGE EPS 8000 625 SM Complete Set - Spare Part Kit Level 4 |  |  | RISK KITS | Unknown | MGE Accessories | 155955 | 132561.75
WE8T800K-OPT1-SPL1 | MGE EPS 8000 800 600V Emergency Set - Spare Part Kit Level 1 |  |  | RISK KITS | Unknown | MGE Accessories | 6950 | 5907.5
WE8T800K-OPT1-SPL2 | MGE EPS 8000 800 EU 600V Support Set - Spare Part Kit Level 2 |  |  | RISK KITS | Unknown | MGE Accessories | 62415 | 53052.75
WE8T800K-OPT1-SPL3 | MGE EPS 8000 800 SM EU TL2 Complete Set - Spare Part Kit Level 3 |  |  | RISK KITS | Unknown | MGE EPS | 105705 | 89849.25
WE8T800K-OPT1-SPL4 | MGE EPS 8000 800 SM EU TL2 Comprehensive Set - Spare Part Kit Level 4 |  |  | RISK KITS | Unknown | MGE EPS | 155085 | 131822.25
WE8T800K-OPT2-SPL3 | MGE EPS 8000 800 MM EU TL2 Complete Set - Spare Part Kit Level 3 |  |  | RISK KITS | Unknown | MGE EPS | 104735 | 89024.75
WE8T800K-OPT2-SPL4 | MGE EPS 8000 800 MM EU TL2 Comprehensive Set - Spare Part Kit Level 4 |  |  | RISK KITS | Unknown | MGE EPS | 148875 | 126543.75
WE8T800K-OPT3-SPL3 | MGE EPS 8000 800 MM EU TL3 Complete Set - Spare Part Kit Level 3 |  |  | RISK KITS | Unknown | MGE EPS | 106910 | 90873.5
WE8T800K-OPT3-SPL4 | MGE EPS 8000 800 MM EU TL3 Comprehensive Set - Spare Part Kit Level 4 |  |  | RISK KITS | Unknown | MGE EPS | 148970 | 126624.5
WE8T800K-OPT4-SPL3 | MGE EPS 8000 800 SM EU TL3 600V Complete Set - Spare Part Kit Level 3 |  |  | RISK KITS | Unknown | MGE EPS | 118720 | 100912
WE8T800K-SPL1 | MGE EPS 8000 800 Emergency Set - Spare Part Kit Level 1 |  |  | RISK KITS | Unknown | MGE Accessories | 5555 | 4721.75
WE8T800K-SPL2 | MGE EPS 8000 800 EU Support Set - Spare Part Kit Level 2 |  |  | RISK KITS | Unknown | MGE Accessories | 61020 | 51867
WE8T800K-SPL3 | MGE EPS 8000 800 SM EU TL3 Complete Set - Spare Part Kit Level 3 |  |  | RISK KITS | Unknown | MGE EPS | 105810 | 89938.5
WE8T800K-SPL4 | MGE EPS 8000 800 SM EU TL3 Comprehensive Set - Spare Part Kit Level 4 |  |  | RISK KITS | Unknown | MGE EPS | 155180 | 131903
WEXT1YR-MDC-04 | 1 Year Extended Warranty for (1) Level 4 Micro DC |  |  | SP POWER HBN WARR EXT | Unknown | Extended Warranties - Critical Power & Cooling | 5240 | 4454
WEXT1YR-UF-45C | 1 Year Extended Warranty for DX Unisplit Ceiling or Wall Mount Unit - Model 0341 Compressor(s) Only |  |  | SP COOL WARRANTY EXT | Unknown | Extended Warranties - Critical Power & Cooling | 380 | 323
WEXT1YR-UF-47C | 1 Year Extended Warranty for DX Unisplit Ceiling or Wall Mount Unit - Model 0481 Compressor(s) Only |  |  | SP COOL WARRANTY EXT | Unknown | Extended Warranties - Critical Power & Cooling | 440 | 374
WEXT2YR-UF-45C | 2 Year Extended Warranty for DX Unisplit Ceiling or Wall Mount Unit - Model 0341 Compressor(s) Only |  |  | SP COOL WARRANTY EXT | Unknown | Extended Warranties - Critical Power & Cooling | 782 | 664.7
WEXT4YR-MDC-04 | 4 Year Extended Warranty for (1) Level 4 Micro DC |  |  | SP POWER HBN WARR EXT | Unknown | Extended Warranties - Critical Power & Cooling | 17805 | 15134.25
WEXTWAR1YLB-SE-01 | (1) Year Extended Warranty for SRV UPS with Lithium-Ion Battery - Level 01 (renewal or high volum) |  |  | SP POWER HBN WARR EXT | Unknown | Extended Warranties - Critical Power & Cooling | 287 | 243.95
WEXTWAR1YLB-SE-02 | (1) Year Extended Warranty for SRV UPS with Lithium-Ion Battery - Level 02 (renewal or high volum) |  |  | SP POWER HBN WARR EXT | Unknown | Extended Warranties - Critical Power & Cooling | 519 | 441.15
WEXTWAR1YLB-SE-03 | (1) Year Extended Warranty for SRV UPS with Lithium-Ion Battery - Level 03 (renewal or high volum) |  |  | SP POWER HBN WARR EXT | Unknown | Extended Warranties - Critical Power & Cooling | 827 | 702.95
WEXTWAR1YR-SP-04 | 1 Year Extended Warranty (Renewal or High Volume) |  |  | SP POWER HBN WARR EXT | Unknown | Extended Warranties - Critical Power & Cooling | 267 | 226.95
WEXTWAR2YLB-SE-01 | (2) Year Extended Warranty for SRV UPS with Lithium-Ion Battery - Level 01 (renewal or high volum) |  |  | SP POWER HBN WARR EXT | Unknown | Extended Warranties - Critical Power & Cooling | 400 | 340
WEXTWAR2YLB-SE-02 | (2) Year Extended Warranty for SRV UPS with Lithium-Ion Battery - Level 02 (renewal or high volum) |  |  | SP POWER HBN WARR EXT | Unknown | Extended Warranties - Critical Power & Cooling | 724 | 615.4
WEXTWAR2YLB-SE-03 | (2) Year Extended Warranty for SRV UPS with Lithium-Ion Battery - Level 03 (renewal or high volum) |  |  | SP POWER HBN WARR EXT | Unknown | Extended Warranties - Critical Power & Cooling | 1160 | 986
WEXTWAR3YR-SC-03 | (3) Year Extended Warranty for (1) Smart-UPS with SmartConnect |  |  | SP POWER HBN WARR EXT | Unknown | Extended Warranties - Critical Power & Cooling | 297 | 252.45
WFANREPLC-G5-00 | (1) Complete Fan Replacement Service for (1) Galaxy 5000 or 5500 UPS |  |  | PROACTIVE SRV & INSP | Unknown | On-demand Services | Call for Quote | Call for Quote
WFANREPLC-G6-00 | (1) Complete Fan Replacement Service for (1) Galaxy 6000 UPS |  |  | PROACTIVE SRV & INSP | Unknown | On-demand Services | Call for Quote | Call for Quote
WFANREPLC-G7-00 | (1) Complete Fan Replacement Service for (1) Galaxy 7000 UPS |  |  | PROACTIVE SRV & INSP | Unknown | On-demand Services | Call for Quote | Call for Quote
WFANREPLC-G9-00 | (1) Complete Fan Replacement Service for (1) Galaxy 9000 UPS |  |  | PROACTIVE SRV & INSP | Unknown | On-demand Services | Call for Quote | Call for Quote
WFANREPLC-GP-00 | (1) Complete Fan Replacement Service for (1) Galaxy PW or PWI UPS |  |  | PROACTIVE SRV & INSP | Unknown | On-demand Services | Call for Quote | Call for Quote
WG6T160/200K-SPL1 | MGE Galaxy 6000 160/200KVA Emergency Set - Spare Part Kit Level 1 |  |  | RISK KITS | Unknown | Unknown | 17425 | 14811.25
WG6T160/200K-SPL2 | MGE Galaxy 6000 Unitary UPS 160/200KVA Support Set - Spare Part Kit Level 2 |  |  | RISK KITS | Unknown | Unknown | 45365 | 38560.25
WG6T160/200K-SPL3 | MGE Galaxy 6000 Unitary UPS 160/200KVA Complete Set - Spare Part Kit Level 3 |  |  | RISK KITS | Unknown | Unknown | 83630 | 71085.5
WG6T250/300K-SPL1 | MGE Galaxy 6000 250/300KVA Emergency Set - Spare Part Kit Level 1 |  |  | RISK KITS | Unknown | Unknown | 17765 | 15100.25
WG6T250/300K-SPL2 | MGE Galaxy 6000 Unitary UPS 250/300KVA Support Set - Spare Part Kit Level 2 |  |  | RISK KITS | Unknown | Unknown | 45660 | 38811
WG6T250/300K-SPL3 | MGE Galaxy 6000 Unitary UPS 250/300KVA Complete Set - Spare Part Kit Level 3 |  |  | RISK KITS | Unknown | Unknown | 56260 | 47821
WG6T250K-OPT1-SPL1 | MGE Galaxy 6000 Modular UPS 250/300KVA Emergency Set - Spare Part Kit Level 1 |  |  | RISK KITS | Unknown | MGE Galaxy | 16585 | 14097.25
WG6T250K-OPT1-SPL2 | MGE Galaxy 6000 Modular UPS 250/300KVA Support Set - Spare Part Kit Level 2 |  |  | RISK KITS | Unknown | MGE Galaxy | 50240 | 42704
WG6T250K-OPT1-SPL3 | MGE Galaxy 6000 Modular UPS 250/300KVA Complete Set - Spare Part Kit 3 |  |  | RISK KITS | Unknown | MGE Galaxy | 74595 | 63405.75
WG6T250K-OPT2-SPL2 | MGE Galaxy 6000 Parallel UPS 250/300KVA Support Set - Spare Part Kit Level 2 |  |  | RISK KITS | Unknown | MGE Galaxy | 46565 | 39580.25
WG6T250K-OPT2-SPL3 | MGE Galaxy 6000 Parallel UPS 250/300KVA Complete Set - Spare Part Kit Level 3 |  |  | RISK KITS | Unknown | MGE Galaxy | 73660 | 62611
WG6T400K-OPT1-SPL1 | MGE Galaxy 6000 Modular UPS 400KVA Emergency Set - Spare Part Kit Level 1 |  |  | RISK KITS | Unknown | MGE Galaxy | 17795 | 15125.75
WG6T400K-OPT1-SPL2 | MGE Galaxy 6000 Modular UPS 400KVA Support Set - Spare Part Kit Level 2 |  |  | RISK KITS | Unknown | MGE Galaxy | 51030 | 43375.5
WG6T400K-OPT1-SPL3 | MGE Galaxy 6000 Modular UPS 400KVA Complete Set - Spare Part Kit Level 3 |  |  | RISK KITS | Unknown | MGE Galaxy | 77975 | 66278.75
WG6T400K-OPT2-SPL2 | MGE Galaxy 6000 Parallel UPS 400KVA Support Set - Spare Part Kit Level 2 |  |  | RISK KITS | Unknown | MGE Galaxy | 47835 | 40659.75
WG6T400K-OPT2-SPL3 | MGE Galaxy 6000 Parallel UPS 400KVA Complete Set - Spare Part Kit Level 3 |  |  | RISK KITS | Unknown | MGE Galaxy | 77055 | 65496.75
WG6T400K-SPL1 | MGE Galaxy 6000 400KVA Emergency Set - Spare Part Kit Level 1 |  |  | RISK KITS | Unknown | MGE Galaxy | 18930 | 16090.5
WG6T400K-SPL2 | MGE Galaxy 6000 Unitary UPS 400KVA Support Set - Spare Part Kit Level 2 |  |  | RISK KITS | Unknown | MGE Galaxy | 46770 | 39754.5
WG6T400K-SPL3 | MGE Galaxy 6000 Unitary UPS 400KVA Complete Set - Spare Part Kit Level 3 |  |  | RISK KITS | Unknown | MGE Galaxy | 74665 | 63465.25
WG6T450K-OPT1-SPL1 | MGE Galaxy 6000 Modular UPS 450KVA Emergency Set - Spare Part Kit Level 1 |  |  | RISK KITS | Unknown | MGE Galaxy | 19075 | 16213.75
WG6T450K-OPT1-SPL2 | MGE Galaxy 6000 Modular UPS 450KVA Support Set - Spare Part Kit Level 2 |  |  | RISK KITS | Unknown | MGE Galaxy | 42475 | 36103.75
WG6T450K-OPT1-SPL3 | MGE Galaxy 6000 Modular UPS 450KVA Complete Set - Spare Part Kit Level 3 |  |  | RISK KITS | Unknown | MGE Galaxy | 68080 | 57868
WG6T450K-OPT2-SPL2 | MGE Galaxy 6000 Parallel UPS 450KVA Support Set - Spare Part Kit Level 2 |  |  | RISK KITS | Unknown | MGE Galaxy | 43760 | 37196
WG6T450K-OPT2-SPL3 | MGE Galaxy 6000 Parallel UPS 450KVA Complete Set - Spare Part Kit Level 3 |  |  | RISK KITS | Unknown | MGE Galaxy | 65370 | 55564.5
WG6T450K-SPL1 | MGE Galaxy 6000 450KVA Emergency Set - Spare Part Kit Level 1 |  |  | RISK KITS | Unknown | MGE Galaxy | 20330 | 17280.5
WG6T450K-SPL3 | MGE Galaxy 6000 Unitary UPS 450KVA Complete Set - Spare Part Kit Level 3 |  |  | RISK KITS | Unknown | MGE Galaxy | 63940 | 54349
WG6T500K-OPT1-SPL1 | MGE Galaxy 6000 Modular UPS 500KVA Emergency Set - Spare Part Kit Level 1 |  |  | RISK KITS | Unknown | MGE Galaxy | 19475 | 16553.75
WG6T500K-OPT1-SPL2 | MGE Galaxy 6000 Modular UPS 500KVA Support Set - Spare Part Kit Level 2 |  |  | RISK KITS | Unknown | MGE Galaxy | 42895 | 36460.75
WG6T500K-OPT1-SPL3 | MGE Galaxy 6000 Modular UPS 500KVA Complete Set - Spare Part Kit Level 3 |  |  | RISK KITS | Unknown | MGE Galaxy | 70015 | 59512.75
WG6T500K-OPT2-SPL2 | MGE Galaxy 6000 Parallel UPS 500KVA Support Set - Spare Part Kit Level 2 |  |  | RISK KITS | Unknown | MGE Galaxy | 44165 | 37540.25
WG6T500K-OPT2-SPL3 | MGE Galaxy 6000 Parallel UPS 500KVA Complete Set - Spare Part Kit Level 3 |  |  | RISK KITS | Unknown | MGE Galaxy | 67345 | 57243.25
WG6T500K-OPT3-SPL2 | MGE Galaxy 6000 380-415V SBS 500KVA Support Set - Spare Part Kit Level 2 |  |  | RISK KITS | Unknown | MGE Galaxy | 9955 | 8461.75
WG6T500K-OPT3-SPL3 | MGE Galaxy 6000 380-415V SBS 500KVA Complete Set - Spare Part Kit Level 3 |  |  | RISK KITS | Unknown | MGE Galaxy | 16410 | 13948.5
WG6T500K-SPL1 | MGE Galaxy 6000 500KVA Emergency Set - Spare Part Kit Level 1 |  |  | RISK KITS | Unknown | MGE Galaxy | 20740 | 17629
WG6T500K-SPL2 | MGE Galaxy 6000 Unitary UPS 500KVA Support Set - Spare Part Kit Level 2 |  |  | RISK KITS | Unknown | MGE Galaxy | 43095 | 36630.75
WG6T500K-SPL3 | MGE Galaxy 6000 Unitary UPS 500KVA Complete Set - Spare Part Kit Level 3 |  |  | RISK KITS | Unknown | MGE Galaxy | 65935 | 56044.75
WG6T600K-OPT2-SPL2 | MGE Galaxy 6000 Parallel UPS 600KVA Support Set - Spare Part Kit Level 2 |  |  | RISK KITS | Unknown | MGE Galaxy | 47740 | 40579
WG6T600K-OPT2-SPL3 | MGE Galaxy 6000 Parallel UPS 600KVA Complete Set - Spare Part Kit Level 3 |  |  | RISK KITS | Unknown | MGE Galaxy | 79845 | 67868.25
WG6T600K-SPL1 | MGE Galaxy 6000 600KVA Emergency Set - Spare Part Kit Level 1 |  |  | RISK KITS | Unknown | MGE Galaxy | 18510 | 15733.5
WG6T600K-SPL2 | MGE Galaxy 6000 Unitary UPS 600KVA Support Set - Spare Part Kit Level 2 |  |  | RISK KITS | Unknown | MGE Galaxy | 46665 | 39665.25
WG6T600K-SPL3 | MGE Galaxy 6000 Unitary UPS 600KVA Complete Set - Spare Part Kit Level 3 |  |  | RISK KITS | Unknown | MGE Galaxy | 77315 | 65717.75
WG6T2000K-SPL3 | MGE Galaxy 6000 380-415V SBS 2000KVA Complete Set - Spare Part Kit Level 3 |  |  | RISK KITS | Unknown | MGE Galaxy | 31000 | 26350
WG7T160/200K-SPL1 | MGE GALAXY 7000 160 / 200KVA EMERGENCY SET - SPARE PART KIT LEVEL 1 |  |  | RISK KITS | Unknown | Unknown | 1415 | 1202.75
WG7T160/200K-SPL2 | MGE GALAXY 7000 160 / 200KVA SUPPORT SET - SPARE PART KIT LEVEL 2 |  |  | RISK KITS | Unknown | Unknown | 9770 | 8304.5
WG7T160/200K-SPL3 | MGE GALAXY 7000 160 / 200KVA COMPLETE SET - SPARE PART KIT LEVEL 3 |  |  | RISK KITS | Unknown | Unknown | 14960 | 12716
WG7T250/300K-SPL1 | MGE Galaxy 7000 250/300KVA Emergency Set - Spare Part Kit Level 1 |  |  | RISK KITS | Unknown | MGE Galaxy | 1540 | 1309
WG7T250/300K-SPL2 | MGE Galaxy 7000 250/300KVA Support Set - Spare Part Kit Level 2 |  |  | RISK KITS | Unknown | Unknown | 7730 | 6570.5
WG7T250/300K-SPL3 | MGE Galaxy 7000 250/300KVA Complete Set - Spare Part Kit Level 3 |  |  | RISK KITS | Unknown | Unknown | 18720 | 15912
WG7T400K-SPL1 | MGE Galaxy 7000 400KVA Emergency Set - Spare Part Kit Level 1 |  |  | RISK KITS | Unknown | MGE Galaxy | 4115 | 3497.75
WG7T400K-SPL2 | MGE Galaxy 7000 400KVA Support Set - Spare Part Kit Level 2 |  |  | RISK KITS | Unknown | MGE Galaxy | 12320 | 10472
WG7T400K-SPL3 | MGE Galaxy 7000 400KVA Complete Set - Spare Part Kit Level 3 |  |  | RISK KITS | Unknown | MGE Galaxy | 19510 | 16583.5
WG7T500K-SPL1 | MGE Galaxy 7000 500KVA Emergency Set - Spare Part Kit Level 1 |  |  | RISK KITS | Unknown | MGE Galaxy | 2970 | 2524.5
WG7T500K-SPL2 | MGE Galaxy 7000 500KVA Support Set - Spare Part Kit Level 2 |  |  | RISK KITS | Unknown | MGE Galaxy | 12530 | 10650.5
WG7T500K-SPL3 | MGE Galaxy 7000 500KVA Complete Set - Spare Part Kit Level 3 |  |  | RISK KITS | Unknown | MGE Galaxy | 30615 | 26022.75
WG7T800K-SPL2 | MGE Galaxy 7000 800KVA Support Set - Spare Part Kit Level 2 |  |  | RISK KITS | Unknown | MGE Galaxy | 3970 | 3374.5
WG7T800K-SPL3 | MGE Galaxy 7000 800KVA Complete Set - Spare Part Kit Level 3 |  |  | RISK KITS | Unknown | MGE Galaxy | 6215 | 5282.75
WG7T1200/2000K-SPL2 | MGE Galaxy 7000 380-415V SBS 2000KVA Support Set - Spare Part Kit Level 2 |  |  | Unknown | Unknown | Unknown | 4390 | 3731.5
WG7T1200/2000K-SPL3 | MGE Galaxy 7000 380-415V SBS 2000KVA Support Set - Spare Part Kit Level 3 |  |  | Unknown | Unknown | Unknown | 6650 | 5652.5
WG9T900K-OPT2-SPL2 | MGE Galaxy 9000 Parallel UPS 900KVA Support Set - Spare Part Kit Level 2 |  |  | RISK KITS | Unknown | MGE Galaxy | 45900 | 39015
WG9T900K-OPT2-SPL3 | MGE Galaxy 9000 Parallel UPS 900KVA Complete Set - Spare Part Kit Level 3 |  |  | RISK KITS | Unknown | MGE Galaxy | 81760 | 69496
WG9T900K-SPL1 | MGE Galaxy 9000 900KVA Emergency Set - Spare Part Kit Level 1 |  |  | RISK KITS | Unknown | MGE Galaxy | 14110 | 11993.5
WG9T900K-SPL2 | MGE Galaxy 9000 900KVA Support Set - Spare Part Kit Level 2 |  |  | RISK KITS | Unknown | MGE Galaxy | 44640 | 37944
WG9T900K-SPL3 | MGE Galaxy 9000 900KVA Complete Set - Spare Part Kit Level 3 |  |  | RISK KITS | Unknown | MGE Galaxy | 80490 | 68416.5
WG9T1200K-SPL2 | MGE Galaxy 9000 380-400V SBS 1200KVA Support Set - Spare Part Kit Level 2 |  |  | RISK KITS | Unknown | MGE Galaxy | 12870 | 10939.5
WG9T1200K-SPL3 | MGE Galaxy 9000 380-400V SBS 1200KVA Complete Set - Spare Part Kit Level 3 |  |  | RISK KITS | Unknown | MGE Galaxy | 23585 | 20047.25
WG9T2000K-SPL2 | MGE Galaxy 9000 380-415V SBS 2000KVA Support Set - Spare Part Kit Level 2 |  |  | RISK KITS | Unknown | MGE Galaxy | 16705 | 14199.25
WG9T2000K-SPL3 | MGE Galaxy 9000 380-415V SBS 2000KVA Complete Set - Spare Part Kit Level 3 |  |  | RISK KITS | Unknown | MGE Galaxy | 31000 | 26350
WINT-E3L250-300-L1 | Pro Plus Intervention Kit for Easy UPS 3L 250KH, 300KH and Galaxy UPS 250KHT, 300KHT |  |  | RISK KITS | Unknown | Spare Parts Kits for UPS | 28880 | 24548
WINT-E3L400KH-L1 | Pro Plus Intervention Kit for Easy UPS 3L 400KH and Galaxy UPS 3L 400KHT |  |  | RISK KITS | Unknown | Spare Parts Kits for UPS | 29330 | 24930.5
WINT-E3L500KH-L1 | Pro Plus Intervention Kit for Easy UPS 3L 500KH and Galaxy UPS 3L 500KHT |  |  | RISK KITS | Unknown | Spare Parts Kits for UPS | 33155 | 28181.75
WINT-E3L600KH-L1 | Pro Plus Intervention Kit for Easy UPS 3L 600KH and Galaxy UPS 3L 600KHT |  |  | RISK KITS | Unknown | Spare Parts Kits for UPS | 37250 | 31662.5
WINT-E3M60KH-L1 | Pro Plus Intervention Kit for Easy UPS 3M 60KHB |  |  | RISK KITS | Unknown | Spare Parts Kits for UPS | 21270 | 18079.5
WINT-E3M60KHB-L1 | Pro Plus Intervention Kit for Easy UPS 3M 60KH |  |  | RISK KITS | Unknown | Spare Parts Kits for UPS | 20150 | 17127.5
WINT-E3M80KH-L1 | Pro Plus Intervention Kit for Easy UPS 3M 80KHB |  |  | RISK KITS | Unknown | Spare Parts Kits for UPS | 17875 | 15193.75
WINT-E3M80KHB-L1 | Pro Plus Intervention Kit for Easy UPS 3M 80KH |  |  | RISK KITS | Unknown | Spare Parts Kits for UPS | 16690 | 14186.5
WINT-E3M100KH-L1 | Pro Plus Intervention Kit for Easy UPS 3M 100KH and 50KFN |  |  | RISK KITS | Unknown | Spare Parts Kits for UPS | 18135 | 15414.75
WINT-E3M120KH-L1 | Pro Plus Intervention Kit for Easy UPS 3M 120KH and 60KFN |  |  | RISK KITS | Unknown | Spare Parts Kits for UPS | 24375 | 20718.75
WINT-E3M160KH-L1 | Pro Plus Intervention Kit for Easy UPS 3M 160KH and 80KFN |  |  | RISK KITS | Unknown | Spare Parts Kits for UPS | 24865 | 21135.25
WINT-E3M200KH-L1 | Pro Plus Intervention Kit for Easy UPS 3M 200KH and 100KFN |  |  | RISK KITS | Unknown | Spare Parts Kits for UPS | 19380 | 16473
WINT-E3S10K-L1 | Essential Intervention Kit for Easy UPS 3S 10K |  |  | RISK KITS | Unknown | Spare Parts Kits for UPS | 355 | 301.75
WINT-E3S10K-L2 | Pro Plus Intervention Kit for Easy UPS 3S 10K |  |  | RISK KITS | Unknown | Spare Parts Kits for UPS | 10020 | 8517
WINT-E3S10KFB-L1 | Essential Intervention Kit for Easy UPS 3S 10KFB |  |  | RISK KITS | Unknown | Spare Parts Kits for UPS | 643 | 546.55
WINT-E3S10KFB-L2 | Pro Plus Intervention Kit for Easy UPS 3S 10K |  |  | RISK KITS | Unknown | Spare Parts Kits for UPS | 13530 | 11500.5
WINT-E3S15-20FB-L1 | Essential Intervention Kit for Easy UPS 3S 15-20FB |  |  | RISK KITS | Unknown | Spare Parts Kits for UPS | 445 | 378.25
WINT-E3S15-20FB-L2 | Pro Plus Intervention Kit for Easy UPS 3S 15-20FB |  |  | RISK KITS | Unknown | Spare Parts Kits for UPS | 21465 | 18245.25
WINT-E3S15K3I-L1 | Essential Intervention Kit for Easy UPS 3S 15K3I |  |  | RISK KITS | Unknown | Spare Parts Kits for UPS | 728 | 618.8
WINT-E3S15K3I-L2 | Pro Plus Intervention Kit for Easy UPS 3S 15K3I |  |  | RISK KITS | Unknown | Spare Parts Kits for UPS | 11090 | 9426.5
WINT-E3S15KH-L1 | Essential Intervention Kit for Easy UPS 3S 15KH |  |  | RISK KITS | Unknown | Spare Parts Kits for UPS | 492 | 418.2
WINT-E3S15KH-L2 | Pro Plus Intervention Kit for Easy UPS 3S 15KH |  |  | RISK KITS | Unknown | Spare Parts Kits for UPS | 10750 | 9137.5
WINT-E3S20K3I-L1 | Essential Intervention Kit for Easy UPS 3S 20K3I |  |  | RISK KITS | Unknown | Spare Parts Kits for UPS | 598 | 508.3
WINT-E3S20K3I-L2 | Pro Plus Intervention Kit for Easy UPS 3S 20K3I |  |  | RISK KITS | Unknown | Spare Parts Kits for UPS | 14985 | 12737.25
WINT-E3S20KH-L1 | Essential Intervention Kit for Easy UPS 3S 20KH and 10KFB1 |  |  | RISK KITS | Unknown | Spare Parts Kits for UPS | 598 | 508.3
WINT-E3S20KH-L2 | Pro Plus Intervention Kit for Easy UPS 3S 20KH and 10KFB1 |  |  | RISK KITS | Unknown | Spare Parts Kits for UPS | 14795 | 12575.75
WINT-E3S30K3I-L1 | Essential Intervention Kit for Easy UPS 3S 30K3I |  |  | RISK KITS | Unknown | Spare Parts Kits for UPS | 582 | 494.7
WINT-E3S30K3I-L2 | Pro Plus Intervention Kit for Easy UPS 3S 30K3I |  |  | RISK KITS | Unknown | Spare Parts Kits for UPS | 16290 | 13846.5
WINT-E3S30KFB-L1 | Essential Intervention Kit for Easy UPS 3S 30KFB |  |  | RISK KITS | Unknown | Spare Parts Kits for UPS | 443 | 376.55
WINT-E3S30KFB-L2 | Pro Plus Intervention Kit for Easy UPS 3S 30KFB |  |  | RISK KITS | Unknown | Spare Parts Kits for UPS | 23725 | 20166.25
WINT-E3S30KH-L1 | Essential Intervention Kit for Easy UPS 3S 30KH and 15KFB1 |  |  | RISK KITS | Unknown | Spare Parts Kits for UPS | 582 | 494.7
WINT-E3S30KH-L2 | Pro Plus Intervention Kit for Easy UPS 3S 30KH and 15KFB1 |  |  | RISK KITS | Unknown | Spare Parts Kits for UPS | 15625 | 13281.25
WINT-E3S40KFB-L1 | Essential Intervention Kit for Easy UPS 3S 40KFB |  |  | RISK KITS | Unknown | Spare Parts Kits for UPS | 1250 | 1062.5
WINT-E3S40KFB-L2 | Pro Plus Intervention Kit for Easy UPS 3S 40KFB |  |  | RISK KITS | Unknown | Spare Parts Kits for UPS | 28760 | 24446
WINT-E3S40KH-L1 | Essential Intervention Kit for Easy UPS 3S 40KHB and 20KFB1 |  |  | RISK KITS | Unknown | Spare Parts Kits for UPS | 472 | 401.2
WINT-E3S40KH-L2 | Pro Plus Intervention Kit for Easy UPS 3S 40KHB and 20KFB1 |  |  | RISK KITS | Unknown | Spare Parts Kits for UPS | 13455 | 11436.75
WINT-E3S40KHB-L1 | Essential Intervention Kit for Easy UPS 3S 40KH |  |  | RISK KITS | Unknown | Spare Parts Kits for UPS | 474 | 402.9
WINT-E3S40KHB-L2 | Pro Plus Intervention Kit for Easy UPS 3S 40KH |  |  | RISK KITS | Unknown | Spare Parts Kits for UPS | 13125 | 11156.25
WITEDS1YOFW-SDL-11 | 1 YR On-Site (Out of Factory Wty) IT Expert Enabled Dispatch Service for Li-Ion Smart-UPS L11 |  |  | FAMILY OTHER FOR SPIBS | Unknown | Unknown | 535 | 454.75
WITEDS1YOFW-SDL-12 | 1 YR On-Site (Out of Factory Wty) IT Expert Enabled Dispatch Service for Li-Ion Smart-UPS L12 |  |  | FAMILY OTHER FOR SPIBS | Unknown | Unknown | 576 | 489.6
WITEDS1YOFW-SDL-13 | 1 YR On-Site (Out of Factory Wty) IT Expert Enabled Dispatch Service for Li-Ion Smart-UPS L13 |  |  | FAMILY OTHER FOR SPIBS | Unknown | Unknown | 720 | 612
WITEDS1YOFW-SDL-14 | 1 YR On-Site (Out of Factory Wty) IT Expert Enabled Dispatch Service for Li-Ion Smart-UPS L14 |  |  | FAMILY OTHER FOR SPIBS | Unknown | Unknown | 965 | 820.25
WITEDS1YOFW-SDL-15 | 1 YR On-Site (Out of Factory Wty) IT Expert Enabled Dispatch Service for Li-Ion Smart-UPS L15 |  |  | FAMILY OTHER FOR SPIBS | Unknown | Unknown | 1300 | 1105
WITEDS1YOFW-SDL-16 | 1 YR On-Site (Out of Factory Wty) IT Expert Enabled Dispatch Service for Li-Ion Smart-UPS L16 |  |  | FAMILY OTHER FOR SPIBS | Unknown | Unknown | 1890 | 1606.5
WITEDS1YOFW-SDL-17 | 1 YR On-Site (Out of Factory Wty) IT Expert Enabled Dispatch Service for Li-Ion Smart-UPS L17 |  |  | FAMILY OTHER FOR SPIBS | Unknown | Unknown | 3025 | 2571.25
WITEDS1YOFW-SDL-18 | 1 YR On-Site (Out of Factory Wty) IT Expert Enabled Dispatch Service for Li-Ion Smart-UPS L18 |  |  | FAMILY OTHER FOR SPIBS | Unknown | Unknown | 3950 | 3357.5
WITEDS1YR-AD-01 | 1 YR On-Site Upg to Factory Wty for Accessories with IT Expert Enabled Dispatch Service |  |  | FAMILY OTHER FOR SPIBS | Unknown | Unknown | 119 | 101.15
WITEDS1YR-AD-02 | 1 YR On-Site Upg to Factory Wty for Accessories with IT Expert Enabled Dispatch Service |  |  | FAMILY OTHER FOR SPIBS | Unknown | Unknown | 119 | 101.15
WITEDS1YR-AD-03 | 1 YR On-Site Upg to Factory Wty for Accessories with IT Expert Enabled Dispatch Service |  |  | FAMILY OTHER FOR SPIBS | Unknown | Unknown | 152 | 129.2
WITEDS1YR-AD-04 | 1 YR On-Site Upg to Factory Wty for Accessories with IT Expert Enabled Dispatch Service |  |  | FAMILY OTHER FOR SPIBS | Unknown | Unknown | 274 | 232.9
WITEDS1YR-SD-01 | 1 YR On-Site Upgrade to Factory Warranty with IT Expert Enabled Dispatch Service |  |  | FAMILY OTHER FOR SPIBS | Unknown | Unknown | 119 | 101.15
WITEDS1YR-SD-02 | 1 YR On-Site Upgrade to Factory Warranty with IT Expert Enabled Dispatch Service |  |  | FAMILY OTHER FOR SPIBS | Unknown | Unknown | 119 | 101.15
WITEDS1YR-SD-03 | 1 YR On-Site Upgrade to Factory Warranty with IT Expert Enabled Dispatch Service |  |  | FAMILY OTHER FOR SPIBS | Unknown | Unknown | 152 | 129.2
WITEDS1YR-SD-04 | 1 YR On-Site Upgrade to Factory Warranty with IT Expert Enabled Dispatch Service |  |  | FAMILY OTHER FOR SPIBS | Unknown | Unknown | 274 | 232.9
WITEDS1YR-SD-05 | 1 YR On-Site Upgrade to Factory Warranty with IT Expert Enabled Dispatch Service |  |  | FAMILY OTHER FOR SPIBS | Unknown | Unknown | 618 | 525.3
WITEDS1YR-SD-06 | 1 YR On-Site Upgrade to Factory Warranty with IT Expert Enabled Dispatch Service |  |  | FAMILY OTHER FOR SPIBS | Unknown | Unknown | 715 | 607.75
WITEDS1YR-SD-07 | 1 YR On-Site Upgrade to Factory Warranty with IT Expert Enabled Dispatch Service |  |  | FAMILY OTHER FOR SPIBS | Unknown | Unknown | 818 | 695.3
WITEDS1YR-SD-08 | 1 YR On-Site Upgrade to Factory Warranty with IT Expert Enabled Dispatch Service |  |  | FAMILY OTHER FOR SPIBS | Unknown | Unknown | 863 | 733.55
WITEDS1YR-SDL-11 | 1 YR On-Site for Li-Ion Smart-UPS with IT Expert Enabled Dispatch Service L11 |  |  | FAMILY OTHER FOR SPIBS | Unknown | Unknown | 119 | 101.15
WITEDS1YR-SDL-12 | 1 YR On-Site for Li-Ion Smart-UPS with IT Expert Enabled Dispatch Service L12 |  |  | FAMILY OTHER FOR SPIBS | Unknown | Unknown | 119 | 101.15
WITEDS1YR-SDL-13 | 1 YR On-Site for Li-Ion Smart-UPS with IT Expert Enabled Dispatch Service L13 |  |  | FAMILY OTHER FOR SPIBS | Unknown | Unknown | 152 | 129.2
WITEDS1YR-SDL-14 | 1 YR On-Site for Li-Ion Smart-UPS with IT Expert Enabled Dispatch Service L14 |  |  | FAMILY OTHER FOR SPIBS | Unknown | Unknown | 274 | 232.9
WITEDS1YR-SDL-15 | 1 YR On-Site for Li-Ion Smart-UPS with IT Expert Enabled Dispatch Service L15 |  |  | FAMILY OTHER FOR SPIBS | Unknown | Unknown | 623 | 529.55
WITEDS1YR-SDL-16 | 1 YR On-Site for Li-Ion Smart-UPS with IT Expert Enabled Dispatch Service L16 |  |  | FAMILY OTHER FOR SPIBS | Unknown | Unknown | 717 | 609.45
WITEDS1YR-SDL-17 | 1 YR On-Site for Li-Ion Smart-UPS with IT Expert Enabled Dispatch Service L17 |  |  | FAMILY OTHER FOR SPIBS | Unknown | Unknown | 818 | 695.3
WITEDS1YR-SDL-18 | 1 YR On-Site for Li-Ion Smart-UPS with IT Expert Enabled Dispatch Service L18 |  |  | FAMILY OTHER FOR SPIBS | Unknown | Unknown | 870 | 739.5
WITEDS1YROFW-SD-01 | 1 YR On-Site (Out of Factory Wty) IT Expert Enabled Dispatch Service |  |  | FAMILY OTHER FOR SPIBS | Unknown | Unknown | 359 | 305.15
WITEDS1YROFW-SD-02 | 1 YR On-Site (Out of Factory Wty) IT Expert Enabled Dispatch Service |  |  | FAMILY OTHER FOR SPIBS | Unknown | Unknown | 476 | 404.6
WITEDS1YROFW-SD-03 | 1 YR On-Site (Out of Factory Wty) IT Expert Enabled Dispatch Service |  |  | FAMILY OTHER FOR SPIBS | Unknown | Unknown | 506 | 430.1
WITEDS1YROFW-SD-04 | 1 YR On-Site (Out of Factory Wty) IT Expert Enabled Dispatch Service |  |  | FAMILY OTHER FOR SPIBS | Unknown | Unknown | 535 | 454.75
WITEDS1YROFW-SD-05 | 1 YR On-Site (Out of Factory Wty) IT Expert Enabled Dispatch Service |  |  | FAMILY OTHER FOR SPIBS | Unknown | Unknown | 785 | 667.25
WITEDS1YROFW-SD-06 | 1 YR On-Site (Out of Factory Wty) IT Expert Enabled Dispatch Service |  |  | FAMILY OTHER FOR SPIBS | Unknown | Unknown | 1510 | 1283.5
WITEDS1YROFW-SD-07 | 1 YR On-Site (Out of Factory Wty) IT Expert Enabled Dispatch Service |  |  | FAMILY OTHER FOR SPIBS | Unknown | Unknown | 2455 | 2086.75
WITEDS1YROFW-SD-08 | 1 YR On-Site (Out of Factory Wty) IT Expert Enabled Dispatch Service |  |  | FAMILY OTHER FOR SPIBS | Unknown | Unknown | 3025 | 2571.25
WITEDS3YR-SD-01 | 3 YR On-Site Upgrade to Factory Warranty with IT Expert Enabled Dispatch Service |  |  | FAMILY OTHER FOR SPIBS | Unknown | Unknown | 391 | 332.35
WITEDS3YR-SD-02 | 3 YR On-Site Upgrade to Factory Warranty with IT Expert Enabled Dispatch Service |  |  | FAMILY OTHER FOR SPIBS | Unknown | Unknown | 391 | 332.35
WITEDS3YR-SD-03 | 3 YR On-Site Upgrade to Factory Warranty with IT Expert Enabled Dispatch Service |  |  | FAMILY OTHER FOR SPIBS | Unknown | Unknown | 506 | 430.1
WITEDS3YR-SD-04 | 3 YR On-Site Upgrade to Factory Warranty with IT Expert Enabled Dispatch Service |  |  | FAMILY OTHER FOR SPIBS | Unknown | Unknown | 902 | 766.7
WITEDS3YR-SD-05 | 3 YR On-Site Upgrade to Factory Warranty with IT Expert Enabled Dispatch Service |  |  | FAMILY OTHER FOR SPIBS | Unknown | Unknown | 2035 | 1729.75
WITEDS3YR-SD-06 | 3 YR On-Site Upgrade to Factory Warranty with IT Expert Enabled Dispatch Service |  |  | FAMILY OTHER FOR SPIBS | Unknown | Unknown | 2355 | 2001.75
WITEDS3YR-SD-07 | 3 YR On-Site Upgrade to Factory Warranty with IT Expert Enabled Dispatch Service |  |  | FAMILY OTHER FOR SPIBS | Unknown | Unknown | 2700 | 2295
WITEDS3YR-SD-08 | 3 YR On-Site Upgrade to Factory Warranty with IT Expert Enabled Dispatch Service |  |  | FAMILY OTHER FOR SPIBS | Unknown | Unknown | 2850 | 2422.5
WITEDS5YR-SD-01 | 5 YR On-Site with IT Expert Enabled Dispatch Service |  |  | FAMILY OTHER FOR SPIBS | Unknown | Unknown | 780 | 663
WITEDS5YR-SD-02 | 5 YR On-Site with IT Expert Enabled Dispatch Service |  |  | FAMILY OTHER FOR SPIBS | Unknown | Unknown | 780 | 663
WITEDS5YR-SD-03 | 5 YR On-Site with IT Expert Enabled Dispatch Service |  |  | FAMILY OTHER FOR SPIBS | Unknown | Unknown | 1100 | 935
WITEDS5YR-SD-04 | 5 YR On-Site with IT Expert Enabled Dispatch Service |  |  | FAMILY OTHER FOR SPIBS | Unknown | Unknown | 2220 | 1887
WITEDS5YR-SD-05 | 5 YR On-Site with IT Expert Enabled Dispatch Service |  |  | FAMILY OTHER FOR SPIBS | Unknown | Unknown | 4055 | 3446.75
WITEDS5YR-SD-06 | 5 YR On-Site with IT Expert Enabled Dispatch Service |  |  | FAMILY OTHER FOR SPIBS | Unknown | Unknown | 7415 | 6302.75
WITEDS5YR-SD-07 | 5 YR On-Site with IT Expert Enabled Dispatch Service |  |  | FAMILY OTHER FOR SPIBS | Unknown | Unknown | 9270 | 7879.5
WITEDS5YR-SD-08 | 5 YR On-Site with IT Expert Enabled Dispatch Service |  |  | FAMILY OTHER FOR SPIBS | Unknown | Unknown | 10305 | 8759.25
WITEDS5YR-SDL-11 | 5 YR On-Site with IT Expert Enabled Dispatch Service |  |  | FAMILY OTHER FOR SPIBS | Unknown | Unknown | 530 | 450.5
WITEDS5YR-SDL-12 | 5 YR On-Site with IT Expert Enabled Dispatch Service |  |  | FAMILY OTHER FOR SPIBS | Unknown | Unknown | 530 | 450.5
WITEDS5YR-SDL-13 | 5 YR On-Site with IT Expert Enabled Dispatch Service |  |  | FAMILY OTHER FOR SPIBS | Unknown | Unknown | 690 | 586.5
WITEDS5YR-SDL-14 | 5 YR On-Site with IT Expert Enabled Dispatch Service |  |  | FAMILY OTHER FOR SPIBS | Unknown | Unknown | 1235 | 1049.75
WITEDS5YR-SDL-15 | 5 YR On-Site with IT Expert Enabled Dispatch Service |  |  | FAMILY OTHER FOR SPIBS | Unknown | Unknown | 2805 | 2384.25
WITEDS5YR-SDL-16 | 5 YR On-Site with IT Expert Enabled Dispatch Service |  |  | FAMILY OTHER FOR SPIBS | Unknown | Unknown | 3220 | 2737
WITEDS5YR-SDL-17 | 5 YR On-Site with IT Expert Enabled Dispatch Service |  |  | FAMILY OTHER FOR SPIBS | Unknown | Unknown | 3680 | 3128
WITEDS5YR-SDL-18 | 5 YR On-Site with IT Expert Enabled Dispatch Service |  |  | FAMILY OTHER FOR SPIBS | Unknown | Unknown | 3900 | 3315
WITEDS-TT-D1 | IT Expert Enabled Dispatch Services Operator Training for L1 Troubleshooting |  |  | SP POWER INSTALL | Unknown | Unknown | 1530 | 1300.5
WITO1M10R-DIGI | Data Center Operation: IT Optimize, 1 Month Software Support Contract, 10 Racks |  |  | SW SUPPORT CONTRACT - PLANNING & MDLLING | Unknown | Data Center Operation | 98 | 83.3
WITO1YR1000R-DIGI | Data Center Operation: IT Optimize, 1 Year Software Support Contract, 1000 Racks |  |  | SW SUPPORT CONTRACT - PLANNING & MDLLING | Unknown | Data Center Operation | 5485 | 4662.25
WITO3YR10R-DIGI | Data Center Operation: IT Optimize, 3 Year Software Support Contract, 10 Racks |  |  | SW SUPPORT CONTRACT - PLANNING & MDLLING | Unknown | Data Center Operation | 1740 | 1479
WITO3YR100R-DIGI | Data Center Operation: IT Optimize, 3 Year Software Support Contract, 100 Racks |  |  | SW SUPPORT CONTRACT - PLANNING & MDLLING | Unknown | Data Center Operation | 13710 | 11653.5
WITO3YR200R-DIGI | Data Center Operation: IT Optimize, 3 Year Software Support Contract, 200 Racks |  |  | SW SUPPORT CONTRACT - PLANNING & MDLLING | Unknown | Data Center Operation | 20130 | 17110.5
WITO3YR500R-DIGI | Data Center Operation: IT Optimize, 3 Year Software Support Contract, 500 Racks |  |  | SW SUPPORT CONTRACT - PLANNING & MDLLING | Unknown | Data Center Operation | 41645 | 35398.25
WITO3YR1000R-DIGI | Data Center Operation: IT Optimize, 3 Year Software Support Contract, 1000 Racks |  |  | SW SUPPORT CONTRACT - PLANNING & MDLLING | Unknown | Data Center Operation | 78370 | 66614.5
WLBPMV-LB-01 | (1) Preventive Maintenance Service for (1) Cabinet Li-Ion Battery solution |  |  | SP OTHER CONTRACT | Unknown | On-demand Services | 1280 | 1088
WLBPMV-LB-02 | (1) Preventive Maintenance Service for (2) Cabinets Li-Ion Battery solution |  |  | SP OTHER CONTRACT | Unknown | On-demand Services | 2340 | 1989
WLBPMV-LB-03 | (1) Preventive Maintenance Service for (3) Cabinets Li-Ion Battery solution |  |  | SP OTHER CONTRACT | Unknown | On-demand Services | 2585 | 2197.25
WLBPMV-LB-04 | (1) Preventive Maintenance Service for (4) Cabinets Li-Ion Battery solution |  |  | SP OTHER CONTRACT | Unknown | On-demand Services | 2830 | 2405.5
WLBPMV-LB-05 | (1) Preventive Maintenance Service for (5) Cabinets Li-Ion Battery solution |  |  | SP OTHER CONTRACT | Unknown | On-demand Services | 3085 | 2622.25
WLBPMV-LB-06 | (1) Preventive Maintenance Service for (6) Cabinets Li-Ion Battery solution |  |  | SP OTHER CONTRACT | Unknown | On-demand Services | 3330 | 2830.5
WLBPMV-LB-07 | (1) Preventive Maintenance Service for (7) Cabinets Li-Ion Battery solution |  |  | SP OTHER CONTRACT | Unknown | On-demand Services | 3440 | 2924
WLBPMV-LB-08 | (1) Preventive Maintenance Service for (8) Cabinets Li-Ion Battery solution |  |  | SP OTHER CONTRACT | Unknown | On-demand Services | 3825 | 3251.25
WLBPMV-LB-09 | (1) Preventive Maintenance Service for (9) Cabinets Li-Ion Battery solution |  |  | SP OTHER CONTRACT | Unknown | On-demand Services | 3995 | 3395.75
WLBPMV-LB-10 | (1) Preventive Maintenance Service for (10) Cabinets Li-Ion Battery solution |  |  | SP OTHER CONTRACT | Unknown | On-demand Services | 4320 | 3672
WLBPMV-LB-11 | (1) Preventive Maintenance Service for (11) Cabinets Li-Ion Battery solution |  |  | SP OTHER CONTRACT | Unknown | On-demand Services | 5215 | 4432.75
WLBPMV-LB-12 | (1) Preventive Maintenance Service for (12) Cabinets Li-Ion Battery solution |  |  | SP OTHER CONTRACT | Unknown | On-demand Services | 6310 | 5363.5
WLBPMV-LB-13 | (1) Preventive Maintenance Service for 1 Type S or O Li-ion Batt Cabinet |  |  | SP OTHER CONTRACT | Unknown | On-demand Services | 6430 | 5465.5
WLBPMV-LB-14 | (1) Preventive Maintenance Service for (14) Cabinets Li-Ion Battery solution |  |  | SP OTHER CONTRACT | Unknown | On-demand Services | 6805 | 5784.25
WLBPMV-LB-15 | (1) Preventive Maintenance Service for (15) Cabinets Li-Ion Battery solution |  |  | SP OTHER CONTRACT | Unknown | On-demand Services | 6915 | 5877.75
WLBPMV-LB-16 | (1) Preventive Maintenance Service for (16) Cabinets Li-Ion Battery solution |  |  | SP OTHER CONTRACT | Unknown | On-demand Services | 7300 | 6205
WLOCALCONTRACT | LOCAL AGS SERVICE CONTRACT |  |  | 3PH&BATT CLASSC CONTR | Unknown | Advantage Service Plan for 3-Phase UPS | Call for Quote | Call for Quote
WMBRS4-MB-T4 | Modular Battery Replacement Service 4 X SYBT4 |  |  | SP POWER MBRS | Unknown | Battery Replacement Services | 12455 | 10586.75
WMBRS16-MB-T5 | Modular Battery Replacement Service 16 X SYBT5 |  |  | SP POWER MBRS | Unknown | Battery Replacement Services | 13890 | 11806.5
WMD1YOSNBD-DDC-01A | 1 YR Service Coverage with Monitoring & Dispatch for MDC Level 1A (SmartConnect or NMC Required) |  |  | FAMILY OTHER FOR SPIBS | Unknown | Monitoring and Dispatch Services | 566 | 481.1
WMD1YOSNBD-DDC-01B | 1 YR Service Coverage with Monitoring & Dispatch for MDC Level 1B (SmartConnect or NMC Required) |  |  | FAMILY OTHER FOR SPIBS | Unknown | Monitoring and Dispatch Services | 1020 | 867
WMD1YOSNBD-DDC-01C | 1 YR Service Coverage with Monitoring & Dispatch for MDC Level 1C (SmartConnect or NMC Required) |  |  | FAMILY OTHER FOR SPIBS | Unknown | Monitoring and Dispatch Services | 1385 | 1177.25
WMD1YOSNBD-DDC-02A | 1 YR Service Coverage with Monitoring & Dispatch for MDC Level 2A (SmartConnect or NMC Required) |  |  | FAMILY OTHER FOR SPIBS | Unknown | Monitoring and Dispatch Services | 764 | 649.4
WMD1YOSNBD-DDC-02B | 1 YR Service Coverage with Monitoring & Dispatch for MDC Level 2B (SmartConnect or NMC Required) |  |  | FAMILY OTHER FOR SPIBS | Unknown | Monitoring and Dispatch Services | 1215 | 1032.75
WMD1YOSNBD-DDC-02C | 1 YR Service Coverage with Monitoring & Dispatch for MDC Level 2C (SmartConnect or NMC Required) |  |  | FAMILY OTHER FOR SPIBS | Unknown | Monitoring and Dispatch Services | 1585 | 1347.25
WMD1YOSNBD-DDC-03A | 1 YR Service Coverage with Monitoring & Dispatch for MDC Level 3A (SmartConnect or NMC Required) |  |  | FAMILY OTHER FOR SPIBS | Unknown | Monitoring and Dispatch Services | 1870 | 1589.5
WMD1YOSNBD-DDC-03B | 1 YR Service Coverage with Monitoring & Dispatch for MDC Level 3B (SmartConnect or NMC Required) |  |  | FAMILY OTHER FOR SPIBS | Unknown | Monitoring and Dispatch Services | 2315 | 1967.75
WMD1YOSNBD-DDC-03C | 1 YR Service Coverage with Monitoring & Dispatch for MDC Level 3C (SmartConnect or NMC Required) |  |  | FAMILY OTHER FOR SPIBS | Unknown | Monitoring and Dispatch Services | 2690 | 2286.5
WMD1YOSNBD-SDL-11 | 1 YR Service Coverage with Monitoring & Dispatch for Li-Ion Smart-UPS L11 |  |  | FAMILY OTHER FOR SPIBS | Unknown | Monitoring and Dispatch Services | 197 | 167.45
WMD1YOSNBD-SDL-12 | 1 YR Service Coverage with Monitoring & Dispatch for Li-Ion Smart-UPS L12 |  |  | FAMILY OTHER FOR SPIBS | Unknown | Monitoring and Dispatch Services | 197 | 167.45
WMD1YOSNBD-SDL-13 | 1 YR Service Coverage with Monitoring & Dispatch for Li-Ion Smart-UPS L13 |  |  | FAMILY OTHER FOR SPIBS | Unknown | Monitoring and Dispatch Services | 213 | 181.05
WMD1YOSNBD-SDL-14 | 1 YR Service Coverage with Monitoring & Dispatch for Li-Ion Smart-UPS L14 |  |  | FAMILY OTHER FOR SPIBS | Unknown | Monitoring and Dispatch Services | 337 | 286.45
WMD1YOSNBD-SDL-15 | 1 YR Service Coverage with Monitoring & Dispatch for Li-Ion Smart-UPS L15 |  |  | FAMILY OTHER FOR SPIBS | Unknown | Monitoring and Dispatch Services | 769 | 653.65
WMD1YOSNBD-SDL-16 | 1 YR Service Coverage with Monitoring & Dispatch for Li-Ion Smart-UPS L16 |  |  | FAMILY OTHER FOR SPIBS | Unknown | Monitoring and Dispatch Services | 895 | 760.75
WMD1YOSNBD-SDL-17 | 1 YR Service Coverage with Monitoring & Dispatch for Li-Ion Smart-UPS L17 |  |  | FAMILY OTHER FOR SPIBS | Unknown | Monitoring and Dispatch Services | 1020 | 867
WMD1YOSNBD-SDL-18 | 1 YR Service Coverage with Monitoring & Dispatch for Li-Ion Smart-UPS L18 |  |  | FAMILY OTHER FOR SPIBS | Unknown | Monitoring and Dispatch Services | 1080 | 918
WMD1YOSOFW-SD-01 | 1 YR On-Site (Out of Factory Wty) with Monitoring & Dispatch (SmartConnect or NMC Required) |  |  | FAMILY OTHER FOR SPIBS | Unknown | Monitoring and Dispatch Services | 449 | 381.65
WMD1YOSOFW-SD-02 | 1 YR On-Site (Out of Factory Wty) with Monitoring & Dispatch (SmartConnect or NMC Required) |  |  | FAMILY OTHER FOR SPIBS | Unknown | Monitoring and Dispatch Services | 591 | 502.35
WMD1YOSOFW-SD-03 | 1 YR On-Site (Out of Factory Wty) with Monitoring & Dispatch (SmartConnect or NMC Required) |  |  | FAMILY OTHER FOR SPIBS | Unknown | Monitoring and Dispatch Services | 634 | 538.9
WMD1YOSOFW-SD-04 | 1 YR On-Site (Out of Factory Wty) with Monitoring & Dispatch (SmartConnect or NMC Required) |  |  | FAMILY OTHER FOR SPIBS | Unknown | Monitoring and Dispatch Services | 668 | 567.8
WMD1YOSOFW-SD-05 | 1 YR On-Site (Out of Factory Wty) with Monitoring & Dispatch (SmartConnect or NMC Required) |  |  | FAMILY OTHER FOR SPIBS | Unknown | Monitoring and Dispatch Services | 980 | 833
WMD1YOSOFW-SD-06 | 1 YR On-Site (Out of Factory Wty) with Monitoring & Dispatch (SmartConnect or NMC Required) |  |  | FAMILY OTHER FOR SPIBS | Unknown | Monitoring and Dispatch Services | 1885 | 1602.25
WMD1YOSOFW-SD-07 | 1 YR On-Site (Out of Factory Wty) with Monitoring & Dispatch (SmartConnect or NMC Required) |  |  | FAMILY OTHER FOR SPIBS | Unknown | Monitoring and Dispatch Services | 3070 | 2609.5
WMD1YOSOFW-SD-08 | 1 YR On-Site (Out of Factory Wty) with Monitoring & Dispatch (SmartConnect or NMC Required) |  |  | FAMILY OTHER FOR SPIBS | Unknown | Monitoring and Dispatch Services | 3780 | 3213
WMD1YOSOFW-SDL-11 | 1 YR On-Site (Out of Factory Wty) with Monitoring & Dispatch for Li-Ion Smart-UPS L11 |  |  | FAMILY OTHER FOR SPIBS | Unknown | Monitoring and Dispatch Services | 614 | 521.9
WMD1YOSOFW-SDL-12 | 1 YR On-Site (Out of Factory Wty) with Monitoring & Dispatch for Li-Ion Smart-UPS L12 |  |  | FAMILY OTHER FOR SPIBS | Unknown | Monitoring and Dispatch Services | 708 | 601.8
WMD1YOSOFW-SDL-13 | 1 YR On-Site (Out of Factory Wty) with Monitoring & Dispatch for Li-Ion Smart-UPS L13 |  |  | FAMILY OTHER FOR SPIBS | Unknown | Monitoring and Dispatch Services | 805 | 684.25
WMD1YOSOFW-SDL-14 | 1 YR On-Site (Out of Factory Wty) with Monitoring & Dispatch for Li-Ion Smart-UPS L14 |  |  | FAMILY OTHER FOR SPIBS | Unknown | Monitoring and Dispatch Services | 1025 | 871.25
WMD1YOSOFW-SDL-15 | 1 YR On-Site (Out of Factory Wty) with Monitoring & Dispatch for Li-Ion Smart-UPS L15 |  |  | FAMILY OTHER FOR SPIBS | Unknown | Monitoring and Dispatch Services | 1325 | 1126.25
WMD1YOSOFW-SDL-16 | 1 YR On-Site (Out of Factory Wty) with Monitoring & Dispatch for Li-Ion Smart-UPS L16 |  |  | FAMILY OTHER FOR SPIBS | Unknown | Monitoring and Dispatch Services | 2265 | 1925.25
WMD1YOSOFW-SDL-17 | 1 YR On-Site (Out of Factory Wty) with Monitoring & Dispatch for Li-Ion Smart-UPS L17 |  |  | FAMILY OTHER FOR SPIBS | Unknown | Monitoring and Dispatch Services | 3695 | 3140.75
WMD1YOSOFW-SDL-18 | 1 YR On-Site (Out of Factory Wty) with Monitoring & Dispatch for Li-Ion Smart-UPS L18 |  |  | FAMILY OTHER FOR SPIBS | Unknown | Monitoring and Dispatch Services | 4550 | 3867.5
WMD5YOSNBD-SD-01 | 5 YR Service Coverage with Monitoring & Dispatch (SmartConnect or NMC Required) |  |  | FAMILY OTHER FOR SPIBS | Unknown | Monitoring and Dispatch Services | 864 | 734.4
WMD5YOSNBD-SD-02 | 5 YR Service Coverage with Monitoring & Dispatch (SmartConnect or NMC Required) |  |  | FAMILY OTHER FOR SPIBS | Unknown | Monitoring and Dispatch Services | 864 | 734.4
WMD5YOSNBD-SD-03 | 5 YR Service Coverage with Monitoring & Dispatch (SmartConnect or NMC Required) |  |  | FAMILY OTHER FOR SPIBS | Unknown | Monitoring and Dispatch Services | 1220 | 1037
WMD5YOSNBD-SD-04 | 5 YR Service Coverage with Monitoring & Dispatch (SmartConnect or NMC Required) |  |  | FAMILY OTHER FOR SPIBS | Unknown | Monitoring and Dispatch Services | 2470 | 2099.5
WMD5YOSNBD-SD-05 | 5 YR Service Coverage with Monitoring & Dispatch (SmartConnect or NMC Required) |  |  | FAMILY OTHER FOR SPIBS | Unknown | Monitoring and Dispatch Services | 4505 | 3829.25
WMD5YOSNBD-SD-06 | 5 YR Service Coverage with Monitoring & Dispatch (SmartConnect or NMC Required) |  |  | FAMILY OTHER FOR SPIBS | Unknown | Monitoring and Dispatch Services | 8235 | 6999.75
WMD5YOSNBD-SD-07 | 5 YR Service Coverage with Monitoring & Dispatch (SmartConnect or NMC Required) |  |  | FAMILY OTHER FOR SPIBS | Unknown | Monitoring and Dispatch Services | 10300 | 8755
WMD5YOSNBD-SD-08 | 5 YR Service Coverage with Monitoring & Dispatch (SmartConnect or NMC Required) |  |  | FAMILY OTHER FOR SPIBS | Unknown | Monitoring and Dispatch Services | 11450 | 9732.5
WMD5YOSNBD-SDL-11 | 5 YR Service Coverage with Monitoring & Dispatch (SmartConnect or NMC Required) |  |  | FAMILY OTHER FOR SPIBS | Unknown | Monitoring and Dispatch Services | 881 | 748.85
WMD5YOSNBD-SDL-12 | 5 YR Service Coverage with Monitoring & Dispatch (SmartConnect or NMC Required) |  |  | FAMILY OTHER FOR SPIBS | Unknown | Monitoring and Dispatch Services | 881 | 748.85
WMD5YOSNBD-SDL-13 | 5 YR Service Coverage with Monitoring & Dispatch (SmartConnect or NMC Required) |  |  | FAMILY OTHER FOR SPIBS | Unknown | Monitoring and Dispatch Services | 942 | 800.7
WMD5YOSNBD-SDL-14 | 5 YR Service Coverage with Monitoring & Dispatch (SmartConnect or NMC Required) |  |  | FAMILY OTHER FOR SPIBS | Unknown | Monitoring and Dispatch Services | 1510 | 1283.5
WMD5YOSNBD-SDL-15 | 5 YR Service Coverage with Monitoring & Dispatch (SmartConnect or NMC Required) |  |  | FAMILY OTHER FOR SPIBS | Unknown | Monitoring and Dispatch Services | 3455 | 2936.75
WMD5YOSNBD-SDL-16 | 5 YR Service Coverage with Monitoring & Dispatch (SmartConnect or NMC Required) |  |  | FAMILY OTHER FOR SPIBS | Unknown | Monitoring and Dispatch Services | 4025 | 3421.25
WMD5YOSNBD-SDL-17 | 5 YR Service Coverage with Monitoring & Dispatch (SmartConnect or NMC Required) |  |  | FAMILY OTHER FOR SPIBS | Unknown | Monitoring and Dispatch Services | 4590 | 3901.5
WMD5YOSNBD-SDL-18 | 5 YR Service Coverage with Monitoring & Dispatch (SmartConnect or NMC Required) |  |  | FAMILY OTHER FOR SPIBS | Unknown | Monitoring and Dispatch Services | 4840 | 4114
WMODFANRPL-MP-01 | SYPX Fan Replace Service including (1) fan kit for SYPM10KF/H type modules ONLY (not High Eff) |  |  | PROACTIVE SRV & INSP | Unknown | On-demand Services | 2595 | 2205.75
WMODFANRPL-MP-02 | SYPX Fan Replace Service including (2) fan kit for SYPM10KF/H type modules ONLY (not High Eff) |  |  | PROACTIVE SRV & INSP | Unknown | On-demand Services | 3195 | 2715.75
WMODFANRPL-MP-03 | SYPX Fan Replace Service including (3) fan kit for SYPM10KF/H type modules ONLY (not High Eff) |  |  | PROACTIVE SRV & INSP | Unknown | On-demand Services | 3795 | 3225.75
WMODFANRPL-MP-04 | SYPX Fan Replace Service including (4) fan kit for SYPM10KF/H type modules ONLY (not High Eff) |  |  | PROACTIVE SRV & INSP | Unknown | On-demand Services | 4395 | 3735.75
WMODFANRPL-MP-05 | SYPX Fan Replace Service including (5) fan kit for SYPM10KF/H type modules ONLY (not High Eff) |  |  | PROACTIVE SRV & INSP | Unknown | On-demand Services | 4995 | 4245.75
WMODFANRPL-MP-06 | SYPX Fan Replace Service including (6) fan kit for SYPM10KF/H type modules ONLY (not High Eff) |  |  | PROACTIVE SRV & INSP | Unknown | On-demand Services | 5595 | 4755.75
WMODFANRPL-MP-07 | SYPX Fan Replace Service including (7) fan kit for SYPM10KF/H type modules ONLY (not High Eff) |  |  | PROACTIVE SRV & INSP | Unknown | On-demand Services | 6200 | 5270
WMODFANRPL-MP-08 | SYPX Fan Replace Service including (8) fan kit for SYPM10KF/H type modules ONLY (not High Eff) |  |  | PROACTIVE SRV & INSP | Unknown | On-demand Services | 6800 | 5780
WMODFANRPL-MP-09 | SYPX Fan Replace Service including (9) fan kit for SYPM10KF/H type modules ONLY (not High Eff) |  |  | PROACTIVE SRV & INSP | Unknown | On-demand Services | 8390 | 7131.5
WMODFANRPL-MP-10 | SYPX Fan Replace Service including (10) fan kit for SYPM10KF/H type modules ONLY (not High Eff) |  |  | PROACTIVE SRV & INSP | Unknown | On-demand Services | 8995 | 7645.75
WMODFANRPL-MP-11 | SYPX Fan Replace Service for (11) fan kit for SYPM10KF/H type modules ONLY (not High Eff) |  |  | PROACTIVE SRV & INSP | Unknown | Preventative Maintenance Visit | 9595 | 8155.75
WMODFANRPL-MP-12 | SYPX Fan Replace Service for (12) fan kit for SYPM10KF/H type modules ONLY (not High Eff) |  |  | PROACTIVE SRV & INSP | Unknown | Preventative Maintenance Visit | 10200 | 8670
WMPMV5X8-AX-14 | Monthly Preventative Maintenance 5X8 for InRow SC Air Cooled Self Contained cooling solution |  |  | SP COOL CLSSC CONTRACT | Unknown | On-demand Services | 11275 | 9583.75
WMPMV5X8-AX-15 | Monthly Preventative Maintenance 5X8 for In Row ACRD Half Rack 10kw |  |  | SP COOL CLSSC CONTRACT | Unknown | On-demand Services | 17145 | 14573.25
WMPMV5X8-AX-22 | Monthly Preventative Maintenance 5X8 for NetworkAIR CW 28-87 kW |  |  | SP COOL CLSSC CONTRACT | Unknown | On-demand Services | 14385 | 12227.25
WMPMV5X8-AX-34 | Monthly Preventative Maintenance 5X8 for (1) In Row ACRD 300 and 301 Series |  |  | SP COOL CLSSC CONTRACT | Unknown | On-demand Services | 17945 | 15253.25
WMPMV5X8-AX-36 | Monthly Preventative Maintenance 5X8 for (1) In Row ACRH 301 series |  |  | SP COOL CLSSC CONTRACT | Unknown | On-demand Services | 26830 | 22805.5
WMPMV5X8-AX-41 | Monthly Preventative Maintenance 5X8 for NetworkAIR FM A/W/G/PC 0-27 kW with OHE |  |  | SP COOL CLSSC CONTRACT | Unknown | On-demand Services | 23230 | 19745.5
WMPMV7X24-AX-14 | Monthly Preventative Maintenance 7X24 for In-Row DX 5kw self contained cooling solution. |  |  | SP COOL CLSSC CONTRACT | Unknown | On-demand Services | 15915 | 13527.75
WMPMV7X24-AX-15 | Monthly Preventative Maintenance 7X24 for In Row ACRD Half Rack 10kw |  |  | SP COOL CLSSC CONTRACT | Unknown | On-demand Services | 25730 | 21870.5
WMPMV7X24-AX-26 | Monthly Preventative Maintenance 7X24 for (1) InfraStruXure InRow RC Chilled Water |  |  | SP COOL CLSSC CONTRACT | Unknown | On-demand Services | 35500 | 30175
WMPMV7X24-AX-34 | Monthly Preventative Maintenance 7X24 for (1) In Row ACRD 300 and 301 Series |  |  | SP COOL CLSSC CONTRACT | Unknown | On-demand Services | 25115 | 21347.75
WMPMV7X24-AX-36 | Monthly Preventative Maintenance 7X24 for (1) In Row ACRH 301 series |  |  | SP COOL CLSSC CONTRACT | Unknown | On-demand Services | 37565 | 31930.25
WMPMV7X24-AX-41 | Monthly Preventative Maintenance 7X24 for NetworkAIR FM A/W/G/PC 0-27 kW with OHE |  |  | SP COOL CLSSC CONTRACT | Unknown | On-demand Services | 31360 | 26656
WMWFANRPL-MP-100 | Fan Replacement Service for (1) Symmetra SYMF1000K |  |  | PROACTIVE SRV & INSP | Unknown | Preventative Maintenance Visit | 21840 | 18564
WMWFANRPL-MP-120 | Fan Replacement Service for (1) Symmetra SYMF1200K |  |  | PROACTIVE SRV & INSP | Unknown | Preventative Maintenance Visit | 29890 | 25406.5
WMWFANRPL-MP-140 | Fan Replacement Service for (1) Symmetra SYMF1400K |  |  | PROACTIVE SRV & INSP | Unknown | Preventative Maintenance Visit | 31970 | 27174.5
WMWFANRPL-MP-160 | Fan Replacement Service for (1) Symmetra SYMF1600K |  |  | PROACTIVE SRV & INSP | Unknown | Preventative Maintenance Visit | 34050 | 28942.5
WMWFANRPL-MP-400 | Fan Replacement Service for (1) Symmetra SYMF400K |  |  | PROACTIVE SRV & INSP | Unknown | Preventative Maintenance Visit | 14360 | 12206
WMWFANRPL-MP-600 | Fan Replacement Service for (1) Symmetra SYMF600K |  |  | PROACTIVE SRV & INSP | Unknown | Preventative Maintenance Visit | 16445 | 13978.25
WMWFANRPL-MP-800 | Fan Replacement Service for (1) Symmetra SYMF800K |  |  | PROACTIVE SRV & INSP | Unknown | Preventative Maintenance Visit | 19755 | 16791.75
WNBSP0131 | APC NetBotz 21-Month Bridge Sftwr & Support Warranty - 3xx/4xx models - Single-Appliance Pack |  |  | SP POWER HBN WARR EXT | Unknown | Extended Warranties - Critical Power & Cooling | 472 | 401.2
WNBSP0131M | Monthly 420/320 First Year Bridge Software Warranty |  |  | SP POWER HBN WARR EXT | Unknown | Extended Warranties - Critical Power & Cooling | 32 | 27.2
WNBSP0132 | APC NetBotz 21-Month Bridge Sftwr & Support Warranty - 3xx/4xx models - Five-Appliance Pack |  |  | SP POWER HBN WARR EXT | Unknown | Extended Warranties - Critical Power & Cooling | 2115 | 1797.75
WNBSP0133 | APC NetBotz 21-Month Bridge Sftwr & Support Warranty - 3xx/4xx models - 20-Appliance Pack |  |  | SP POWER HBN WARR EXT | Unknown | Extended Warranties - Critical Power & Cooling | 7595 | 6455.75
WNBSP0141 | APC NetBotz Full-Year Extended Warranty Renewal- 3xx/4xx models - Single-Appliance Pack |  |  | SP POWER HBN WARR EXT | Unknown | Extended Warranties - Critical Power & Cooling | 405 | 344.25
WNBSP0141M | Monthly 420/320 Full Year Software Warranty |  |  | SP POWER HBN WARR EXT | Unknown | Extended Warranties - Critical Power & Cooling | 47 | 39.95
WNBSP0142 | APC NetBotz Full-Year Extended Warranty Renewal - 3xx/4xx models - Five-Appliance Pack |  |  | SP POWER HBN WARR EXT | Unknown | Extended Warranties - Critical Power & Cooling | 1840 | 1564
WNBSP0143 | APC NetBotz Full-Year Extended Warranty Renewal- 3xx/4xx models - 20-Appliance Pack |  |  | SP POWER HBN WARR EXT | Unknown | Extended Warranties - Critical Power & Cooling | 6510 | 5533.5
WNBSP0231 | APC NetBotz 21-Month Bridge Sftwr & Support Warranty - 500 models - Single-Appliance Pack |  |  | SP POWER HBN WARR EXT | Unknown | Extended Warranties - Critical Power & Cooling | 638 | 542.3
WNBSP0231M | Monthly 500 First Year Bridge Software Warranty |  |  | SP POWER HBN WARR EXT | Unknown | Extended Warranties - Critical Power & Cooling | 49 | 41.65
WNBSP0232 | APC NetBotz 21-Month Bridge Sftwr & Support Warranty - 500 models - Five-Appliance Pack |  |  | SP POWER HBN WARR EXT | Unknown | Extended Warranties - Critical Power & Cooling | 2930 | 2490.5
WNBSP0233 | APC NetBotz 21-Month Bridge Sftwr & Support Warranty - 500 models - 20-Appliance Pack |  |  | SP POWER HBN WARR EXT | Unknown | Extended Warranties - Critical Power & Cooling | 11045 | 9388.25
WNBSP0241 | APC NetBotz Full-Year Extended Warranty Renewal- 500 Models - Single-Appliance Pack |  |  | SP POWER HBN WARR EXT | Unknown | Extended Warranties - Critical Power & Cooling | 553 | 470.05
WNBSP0241M | Monthly 500 Full Year Software Warranty |  |  | SP POWER HBN WARR EXT | Unknown | Extended Warranties - Critical Power & Cooling | 69 | 58.65
WNBSP0242 | APC NetBotz Full-Year Extended Warranty Renewal- 500 Models - Five-Appliance Pack |  |  | SP POWER HBN WARR EXT | Unknown | Extended Warranties - Critical Power & Cooling | 2540 | 2159
WNBSP0243 | APC NetBotz Full-Year Extended Warranty Renewal- 500 Models - 20-Appliance Pack |  |  | SP POWER HBN WARR EXT | Unknown | Extended Warranties - Critical Power & Cooling | 9440 | 8024
WNBSP3141 | APC NetBotz Three-Year Extended Warranty - 3xx/4xx Models - Single-Appliance Pack |  |  | SP POWER HBN WARR EXT | Unknown | Extended Warranties - Critical Power & Cooling | 782 | 664.7
WNBSP3142 | APC NetBotz Three-Year Extended Warranty - 3xx/4xx Models - Five-Appliance Pack |  |  | SP POWER HBN WARR EXT | Unknown | Extended Warranties - Critical Power & Cooling | 3530 | 3000.5
WNBSP3143 | APC NetBotz Three-Year Extended Warranty - 3xx/4xx Models - 20-Appliance Pack |  |  | SP POWER HBN WARR EXT | Unknown | Extended Warranties - Critical Power & Cooling | 12690 | 10786.5
WNBSP3241 | APC NetBotz Three-Year Extended Warranty - 500 Models - Single-Appliance Pack |  |  | SP POWER HBN WARR EXT | Unknown | Extended Warranties - Critical Power & Cooling | 1075 | 913.75
WNBSP3242 | APC NetBotz Three-Year Extended Warranty - 500 Models - Five-Appliance Pack |  |  | SP POWER HBN WARR EXT | Unknown | Extended Warranties - Critical Power & Cooling | 4885 | 4152.25
WNBSP3243 | APC NetBotz Three-Year Extended Warranty - 500 Models - 20-Appliance Pack |  |  | SP POWER HBN WARR EXT | Unknown | Extended Warranties - Critical Power & Cooling | 18385 | 15627.25
WNBWN001 | Base - 2 Year Software Support Contract (NBWL0355/NBWL0455) |  |  | SP POWER HBN WARR EXT | Unknown | Extended Warranties - Critical Power & Cooling | 312 | 265.2
WNBWN002 | Base - 2 Yr Software Support Contract (NBRK0450/NBRK0550/NBRK0570) |  |  | SP POWER HBN WARR EXT | Unknown | Extended Warranties - Critical Power & Cooling | 470 | 399.5
WNBWN003 | Extension - 1 Year Software Support Contract & 1 Year Hardware Warranty (NBWL0355/NBWL0455) |  |  | SP POWER HBN WARR EXT | Unknown | Extended Warranties - Critical Power & Cooling | 296 | 251.6
WNBWN004 | Extension - 1 Yr Software Support Contract & 1 Year Hardware Warranty (NBRK0450/NBRK0550/NBRK0570) |  |  | SP POWER HBN WARR EXT | Unknown | Extended Warranties - Critical Power & Cooling | 450 | 382.5
WNSC01 | Data Center Management Software Configuration Suite |  |  | SOFTWARE DEPLOYMENT | Unknown | Software Configuration | Call for Quote | Call for Quote
WNSC011 | Data Center Management Software Configuration Option |  |  | SOFTWARE DEPLOYMENT | Unknown | Software Configuration | Call for Quote | Call for Quote
WNSC0101 | Data Center Expert Software Configuration |  |  | SOFTWARE DEPLOYMENT | Unknown | Software Configuration | Call for Quote | Call for Quote
WNSC0102 | IT Advisor Software Configuration |  |  | SOFTWARE DEPLOYMENT | Unknown | Software Configuration | Call for Quote | Call for Quote
WNSC0103 | Data Center Capacity Software Configuration |  |  | SOFTWARE DEPLOYMENT | Unknown | Software Configuration | Call for Quote | Call for Quote
WNSC010104 | Data Center Expert Alarm Threshold Configuration |  |  | SOFTWARE DEPLOYMENT | Unknown | Software Configuration | 64 | 54.4
WNSC010105 | Data Center Expert Alarm Action Configuration |  |  | SOFTWARE DEPLOYMENT | Unknown | Software Configuration | 64 | 54.4
WNSC010106 | Data Center Expert Alarm Profile Configuration |  |  | SOFTWARE DEPLOYMENT | Unknown | Software Configuration | 190 | 161.5
WNSC010107 | Data Center Expert Remote Management Configuration |  |  | SOFTWARE DEPLOYMENT | Unknown | Software Configuration | 380 | 323
WNSC010108 | Data Center Expert Network Management Configuration |  |  | SOFTWARE DEPLOYMENT | Unknown | Software Configuration | 94 | 79.9
WNSC010109 | Data Center Expert Building Management Configuration |  |  | SOFTWARE DEPLOYMENT | Unknown | Software Configuration | 760 | 646
WNSC010110 | Data Center Expert Surveillance Configuration |  |  | SOFTWARE DEPLOYMENT | Unknown | Software Configuration | 64 | 54.4
WNSC010111 | Data Center Device Identification |  |  | SOFTWARE DEPLOYMENT | Unknown | Software Configuration | 6.4 | 5.44
WNSC010112 | Schneider Gateway Configuration Service |  |  | SOFTWARE DEPLOYMENT | Unknown | Software Configuration | 569 | 483.65
WNSC010201 | IT Advisor Floor Catalog Creation |  |  | SOFTWARE DEPLOYMENT | Unknown | Software Configuration | 63 | 53.55
WNSC010202 | IT Advisor RackMount Catalog Creation |  |  | SOFTWARE DEPLOYMENT | Unknown | Software Configuration | 95 | 80.75
WNSC010203 | IT Advisor Floor Layout Creation |  |  | SOFTWARE DEPLOYMENT | Unknown | Software Configuration | 12.75 | 10.8375
WNSC010204 | IT Advisor Floor Equipment Identification |  |  | SOFTWARE DEPLOYMENT | Unknown | Software Configuration | 12.75 | 10.8375
WNSC010205 | IT Advisor Rack PDU Assessment |  |  | SOFTWARE DEPLOYMENT | Unknown | Software Configuration | 12.75 | 10.8375
WNSC010206 | IT Advisor Power Dependency Configuration |  |  | SOFTWARE DEPLOYMENT | Unknown | Software Configuration | 19 | 16.15
WNSC010207 | IT Advisor IT Device Assessment |  |  | SOFTWARE DEPLOYMENT | Unknown | Software Configuration | 95 | 80.75
WNSC010208 | IT Advisor Device Assignment |  |  | SOFTWARE DEPLOYMENT | Unknown | Software Configuration | 6.4 | 5.44
WNSC010215 | IT Advisor PUE DCIE Configuration |  |  | SOFTWARE DEPLOYMENT | Unknown | Software Configuration | 1520 | 1292
WNSC010301 | IT Advisor Capacity Policy Configuration |  |  | SOFTWARE DEPLOYMENT | Unknown | Software Configuration | 190 | 161.5
WNSC010302 | IT Advisor Capacity Advanced Power Configuration |  |  | SOFTWARE DEPLOYMENT | Unknown | Software Configuration | 64 | 54.4
WNSCASREHOSMIG | ITA on-premises to hosted migration |  |  | IT ADVISOR CLOUD | Unknown | EcoStruxureâ„¢ IT Advisor | 2520 | 2142
WNSCENEFF | Sustainability Configuration Service |  |  | SOFTWARE DEPLOYMENT | Unknown | Data Center Operation: Energy Efficiency | Call for Quote | Call for Quote
WNSCESSUCORE | IT Expert remote onboarding service, dedicated 8 hours of expert deployment guidance |  |  | ADV CUSTOM SOLUTIONS | Unknown | EcoStruxureâ„¢ IT Expert | 3370 | 2864.5
WNSCESSUE5 | ITE Customer Success 5-Hour Extension, additional 5 flex-time hours of Customer Success |  |  | ADV CUSTOM SOLUTIONS | Unknown | EcoStruxureâ„¢ IT Expert | 1685 | 1432.25
WNSWACS1DDF | DDF Creation Service for single DDF |  |  | ADV CUSTOM SOLUTIONS | Unknown | Software Adaptation | 882 | 749.7
WNSWACS5DDF | DDF Creation Service 5 DDF Pack |  |  | ADV CUSTOM SOLUTIONS | Unknown | Software Adaptation | 4195 | 3565.75
WNSWACS10DDF | DDF Creation Service 10 DDF Pack |  |  | ADV CUSTOM SOLUTIONS | Unknown | Software Adaptation | 7940 | 6749
WNSWACS20DDF | DDF Creation Service 20 DDF Pack |  |  | ADV CUSTOM SOLUTIONS | Unknown | Software Adaptation | 14995 | 12745.75
WNSWACSXBU | Ecostruxure Data Center Services |  |  | ADV CUSTOM SOLUTIONS | Unknown | Software Adaptation | 1800 | 1530
WNSWADCE2V1Y | StruxureWare Data Center Expert Periodic Maintenance Contract, 2 visits/year |  |  | SOFTWARE DEPLOYMENT | Unknown | Software Configuration | 15795 | 13425.75
WNSWADCE4V1Y | Data Center Expert health check 4 visits per year |  |  | SOFTWARE DEPLOYMENT | Unknown | Software Configuration | 31590 | 26851.5
WNSWADCO2V1Y | StruxureWare Data Center Operation Periodic Maintenance Contract, 2 visits/year |  |  | SOFTWARE DEPLOYMENT | Unknown | Software Configuration | 15795 | 13425.75
WNSWADCO4V1Y | StruxureWare Data Center Operation Periodic Maintenance Contract, 4 visits/year |  |  | SOFTWARE DEPLOYMENT | Unknown | Software Configuration | 31590 | 26851.5
WNSWDCIMCUSTOMR | DCIM Customization Service |  |  | ADV CUSTOM SOLUTIONS | Unknown | Software Adaptation | 2200 | 1870
WOE1YR-E8-10 | (1) Year On-Site Warranty Extension for (1) EPS 8000 1000 kVA UPS |  |  | 3PH&BATT CLASSC CONTR | Unknown | Advantage Service Plan for 3-Phase UPS | 14080 | 11968
WOE1YR-E8-11 | (1) Year On-Site Warranty Extension for (1) EPS 8000 1100 to 1125 kVA UPS |  |  | 3PH&BATT CLASSC CONTR | Unknown | Advantage Service Plan for 3-Phase UPS | 14830 | 12605.5
WOE1YR-E8-62 | (1) Year On-Site Warranty Extension for (1) EPS 8000 555 kVA UPS |  |  | 3PH&BATT CLASSC CONTR | Unknown | Advantage Service Plan for 3-Phase UPS | 12675 | 10773.75
WOE1YR-E8-80 | (1) Year On-Site Warranty Extension for (1) EPS 8000 625 to 800 kVA UPS |  |  | 3PH&BATT CLASSC CONTR | Unknown | Advantage Service Plan for 3-Phase UPS | 13515 | 11487.75
WOE1YR-GP-12 | (1) Year On-Site Warranty Extension for (1) Galaxy PW or PWI 80 to 130 kVA UPS |  |  | 3PH&BATT CLASSC CONTR | Unknown | Advantage Service Plan for 3-Phase UPS | 5985 | 5087.25
WOE1YR-GP-15 | (1) Year On-Site Warranty Extension for (1) Galaxy PW 150 or 180 or PWI 160 kVA UPS |  |  | 3PH&BATT CLASSC CONTR | Unknown | Advantage Service Plan for 3-Phase UPS | 7155 | 6081.75
WOE1YR-GP-20 | (1) Year On-Site Warranty Extension for (1) Galaxy PW 160 or 200 or PWI 200 kVA UPS |  |  | 3PH&BATT CLASSC CONTR | Unknown | Advantage Service Plan for 3-Phase UPS | 8170 | 6944.5
WOE1YR-GP-22 | (1) Year On-Site Warranty Extension for (1) Galaxy PW 225 kVA UPS |  |  | 3PH&BATT CLASSC CONTR | Unknown | Advantage Service Plan for 3-Phase UPS | 8340 | 7089
WOE1YR-MW-09 | (1) Year On-Site Warranty Extension for (1) Symmetra MW 400kVA |  |  | 3PH&BATT CLASSC CONTR | Unknown | Advantage Service Plan for 3-Phase UPS | 11035 | 9379.75
WOE1YR-MW-10 | (1) Year On-Site Warranty Extension for (1) Symmetra MW 600kVA |  |  | 3PH&BATT CLASSC CONTR | Unknown | Advantage Service Plan for 3-Phase UPS | 13490 | 11466.5
WOE1YR-MW-11 | (1) Year On-Site Warranty Extension for (1) Symmetra MW 800kVA |  |  | 3PH&BATT CLASSC CONTR | Unknown | Advantage Service Plan for 3-Phase UPS | 15200 | 12920
WOE1YR-MW-12 | (1) Year On-Site Warranty Extension for (1) Symmetra MW 1000kVA |  |  | 3PH&BATT CLASSC CONTR | Unknown | Advantage Service Plan for 3-Phase UPS | 17925 | 15236.25
WOE1YR-MW-13 | (1) Year On-Site Warranty Extension for (1) Symmetra MW 1200kVA |  |  | 3PH&BATT CLASSC CONTR | Unknown | Advantage Service Plan for 3-Phase UPS | 19930 | 16940.5
WOE1YR-MW-14 | (1) Year On-Site Warranty Extension for (1) Symmetra MW 1400kVA |  |  | 3PH&BATT CLASSC CONTR | Unknown | Advantage Service Plan for 3-Phase UPS | 22515 | 19137.75
WOE1YR-MW-15 | (1) Year On-Site Warranty Extension for (1) Symmetra MW 1600kVA |  |  | 3PH&BATT CLASSC CONTR | Unknown | Advantage Service Plan for 3-Phase UPS | 24435 | 20769.75
WOE1YR-PM-50 | 1 Year On-Site Warranty Extension for (1) Galaxy RPP 250 or 400 A |  |  | 3PH&BATT CLASSC CONTR | Unknown | Advantage Service Plan for 3-Phase UPS | 1765 | 1500.25
WOE1YR-PX-31 | (1) Year On-Site Warranty Extension (1) Symmetra PX UPS 10kVA 80 or 100 frame and/or PDU |  |  | 3PH&BATT CLASSC CONTR | Unknown | Advantage Service Plan for 3-Phase UPS | 5845 | 4968.25
WOE1YR-PX-32 | (1) Year On-Site Warranty Extension for (1) Symmetra PX UPS 20kVA 80 or 100 frame and/or PDU |  |  | 3PH&BATT CLASSC CONTR | Unknown | Advantage Service Plan for 3-Phase UPS | 6105 | 5189.25
WOE1YR-PX-33 | (1) Year On-Site Warranty Extension for (1) Symmetra PX UPS 30kVA 80 or 100 frame and/or PDU |  |  | 3PH&BATT CLASSC CONTR | Unknown | Advantage Service Plan for 3-Phase UPS | 6205 | 5274.25
WOE1YR-PX-34 | (1) Year On-Site Warranty Extension for (1) Symmetra PX UPS 40kVA 80 or 100 frame and/or PDU |  |  | 3PH&BATT CLASSC CONTR | Unknown | Advantage Service Plan for 3-Phase UPS | 6540 | 5559
WOE1YR-PX-35 | (1) Year On-Site Warranty Extension for (1) Symmetra PX UPS 50kVA 80 or 100 frame and/or PDU |  |  | 3PH&BATT CLASSC CONTR | Unknown | Advantage Service Plan for 3-Phase UPS | 6855 | 5826.75
WOE1YR-PX-36 | (1) Year On-Site Warranty Extension for (1) Symmetra PX UPS 60kVA 80 or 100 frame and/or PDU |  |  | 3PH&BATT CLASSC CONTR | Unknown | Advantage Service Plan for 3-Phase UPS | 7085 | 6022.25
WOE1YR-PX-37 | (1) Year On-Site Warranty Extension for (1) Symmetra PX UPS 70kVA 80 or 100 frame and/or PDU |  |  | 3PH&BATT CLASSC CONTR | Unknown | Advantage Service Plan for 3-Phase UPS | 7285 | 6192.25
WOE1YR-PX-38 | (1) Year On-Site Warranty Extension for (1) Symmetra PX UPS 80kVA 80 or 100 frame and/or PDU |  |  | 3PH&BATT CLASSC CONTR | Unknown | Advantage Service Plan for 3-Phase UPS | 7450 | 6332.5
WOE1YR-PX-39 | (1) Year On-Site Warranty Extension for (1) Symmetra PX UPS 90kVA 100 and/or PDU |  |  | 3PH&BATT CLASSC CONTR | Unknown | Advantage Service Plan for 3-Phase UPS | 8050 | 6842.5
WOE1YR-PX-41 | (1) Year On-Site Warranty Extension for (1) Symmetra PX UPS 100kVA 100 and/or PDU |  |  | 3PH&BATT CLASSC CONTR | Unknown | Advantage Service Plan for 3-Phase UPS | 8565 | 7280.25
WOE1YR-VL-200 | 1 Year On-Site Warranty Ext for (1) Galaxy VL 200kW UPS |  |  | 3PH&BATT CLASSC CONTR | Unknown | Advantage Service Plan for 3-Phase UPS | 9875 | 8393.75
WOE1YR-VL-300 | 1 Year On-Site Warranty Ext for (1) Galaxy VL 300kW UPS |  |  | 3PH&BATT CLASSC CONTR | Unknown | Advantage Service Plan for 3-Phase UPS | 10660 | 9061
WOE1YR-VL-400 | 1 Year On-Site Warranty Ext for (1) Galaxy VL 400kW UPS |  |  | 3PH&BATT CLASSC CONTR | Unknown | Advantage Service Plan for 3-Phase UPS | 11435 | 9719.75
WOE1YR-VL-500 | 1 Year On-Site Warranty Ext for (1) Galaxy VL 500kW UPS |  |  | 3PH&BATT CLASSC CONTR | Unknown | Advantage Service Plan for 3-Phase UPS | 12215 | 10382.75
WOE1YR-VS3-A75 | 1 Year On-Site Warranty Ext for (1) Galaxy VS 60 to 80kVA UPS |  |  | 3PH&BATT CLASSC CONTR | Unknown | Advantage Service Plan for 3-Phase UPS | 5370 | 4564.5
WOE2YR-GP-15 | (2) Year On-Site Warranty Extension for (1) Galaxy PW 150 or 180 or PWI 160 kVA UPS |  |  | 3PH&BATT CLASSC CONTR | Unknown | Advantage Service Plan for 3-Phase UPS | 13315 | 11317.75
WOE2YR-GP-20 | (2) Year On-Site Warranty Extension for (1) Galaxy PW 160 or 200 or PWI 200 kVA UPS |  |  | 3PH&BATT CLASSC CONTR | Unknown | Advantage Service Plan for 3-Phase UPS | 15200 | 12920
WOE2YR-PX-31 | (2) Year On-Site Warranty Extension (1) Symmetra PX UPS 10kVA 80 or 100 frame and/or PDU |  |  | 3PH&BATT CLASSC CONTR | Unknown | Advantage Service Plan for 3-Phase UPS | 11745 | 9983.25
WOE2YR-PX-32 | (2) Year On-Site Warranty Extension for (1) Symmetra PX UPS 20kVA 80 or 100 frame and/or PDU |  |  | 3PH&BATT CLASSC CONTR | Unknown | Advantage Service Plan for 3-Phase UPS | 12255 | 10416.75
WOE2YR-PX-33 | (2) Year On-Site Warranty Extension for (1) Symmetra PX UPS 30kVA 80 or 100 frame and/or PDU |  |  | 3PH&BATT CLASSC CONTR | Unknown | Advantage Service Plan for 3-Phase UPS | 12465 | 10595.25
WOE2YR-PX-34 | (2) Year On-Site Warranty Extension for (1) Symmetra PX UPS 40kVA 80 or 100 frame and/or PDU |  |  | 3PH&BATT CLASSC CONTR | Unknown | Advantage Service Plan for 3-Phase UPS | 13130 | 11160.5
WOE2YR-PX-35 | (2) Year On-Site Warranty Extension for (1) Symmetra PX UPS 50kVA 80 or 100 frame and/or PDU |  |  | 3PH&BATT CLASSC CONTR | Unknown | Advantage Service Plan for 3-Phase UPS | 13780 | 11713
WOE2YR-PX-36 | (2) Year On-Site Warranty Extension for (1) Symmetra PX UPS 60kVA 80 or 100 frame and/or PDU |  |  | 3PH&BATT CLASSC CONTR | Unknown | Advantage Service Plan for 3-Phase UPS | 14245 | 12108.25
WOE2YR-PX-37 | (2) Year On-Site Warranty Extension for (1) Symmetra PX UPS 70kVA 80 or 100 frame and/or PDU |  |  | 3PH&BATT CLASSC CONTR | Unknown | Advantage Service Plan for 3-Phase UPS | 14625 | 12431.25
WOE2YR-PX-38 | (2) Year On-Site Warranty Extension for (1) Symmetra PX UPS 80kVA 80 or 100 frame and/or PDU |  |  | 3PH&BATT CLASSC CONTR | Unknown | Advantage Service Plan for 3-Phase UPS | 14960 | 12716
WOE2YR-PX-39 | (2) Year On-Site Warranty Extension for (1) Symmetra PX UPS 90kVA 100 and/or PDU |  |  | 3PH&BATT CLASSC CONTR | Unknown | Advantage Service Plan for 3-Phase UPS | 16175 | 13748.75
WOE2YR-PX-41 | (2) Year On-Site Warranty Extension for (1) Symmetra PX UPS 100kVA 100 and/or PDU |  |  | 3PH&BATT CLASSC CONTR | Unknown | Advantage Service Plan for 3-Phase UPS | 17205 | 14624.25
WOE2YR-VL-200 | 2 Year On-Site Warranty Ext for (1) Galaxy VL 200kW UPS |  |  | 3PH&BATT CLASSC CONTR | Unknown | Advantage Service Plan for 3-Phase UPS | 19165 | 16290.25
WOE2YR-VL-400 | 2 Year On-Site Warranty Ext for (1) Galaxy VL 400kW UPS |  |  | 3PH&BATT CLASSC CONTR | Unknown | Advantage Service Plan for 3-Phase UPS | 22185 | 18857.25
WOE2YR-VL-500 | 2 Year On-Site Warranty Ext for (1) Galaxy VL 500kW UPS |  |  | 3PH&BATT CLASSC CONTR | Unknown | Advantage Service Plan for 3-Phase UPS | 23695 | 20140.75
WOELBAT1YR-LB-13 | 1yr On-Site Warranty Extension for 1 Type S or O Li-ion Battery Cabinet with (13) Battery Modules |  |  | 3PH&BATT CLASSC CONTR | Unknown | Advantage Service Plan for 3-Phase UPS | Call for Quote | Call for Quote
WOELBAT1YR-LB-17 | 1yr On-Site Warranty Extension for 1 Li-ion Battery Cabinet with (17) Battery Modules |  |  | 3PH&BATT CLASSC CONTR | Unknown | Advantage Service Plan for 3-Phase UPS | Call for Quote | Call for Quote
WPCAVCOOL-UG-01 | 1 - Pre-Contract Audit for 1 - ACSC or 300-600mm ACRC or ACRP CW Model |  |  | SP OTHER CONTRACT | Unknown | On-demand Services | 1425 | 1211.25
WPCAVCOOL-UG-02 | 1-Pre-Contract Audit for 1- 300-600mm ACRD or ACRP DX or Amico DX or CW or LE CW or UF LE DX to 50kW |  |  | SP OTHER CONTRACT | Unknown | On-demand Services | 1605 | 1364.25
WPCAVCOOL-UG-03 | 1 - Pre-Contract Audit for 1 - UF LE DX Model over 50kW |  |  | SP OTHER CONTRACT | Unknown | On-demand Services | 1960 | 1666
WPCAVUPS-UG-01 | 1 - Pre-Contract Audit for 1 - UPS up to 40 kVA |  |  | SP OTHER CONTRACT | Unknown | On-demand Services | 1605 | 1364.25
WPCAVUPS-UG-02 | 1 - Pre-Contract Audit for 1 - UPS - 41 to 150 kVA |  |  | SP OTHER CONTRACT | Unknown | On-demand Services | 1605 | 1364.25
WPCAVUPS-UG-03 | 1 - Pre-Contract Audit for 1 - UPS - 151 to 500 kVA |  |  | SP OTHER CONTRACT | Unknown | On-demand Services | 1960 | 1666
WPCAVUPS-UG-04 | 1 - Pre-Contract Audit for 1 - UPS - 501 kVA or greater |  |  | SP OTHER CONTRACT | Unknown | On-demand Services | 1960 | 1666
WPMM300-OPT1-SPL4 | MGE PMM II D W ADV DMMS 300+ W TVSS Complete Set - Spare Part Kit Level 4 |  |  | RISK KITS | Unknown | MGE Accessories | 46670 | 39669.5
WPMM300ADV-SPL4 | MGE PMM II D W ADV. DMMS 300 NO TVSS Complete Set - Spare Part Kit Level 4 |  |  | RISK KITS | Unknown | MGE Accessories | 47645 | 40498.25
WPMM380V-SPL2 | MGE PMM II ALL WITH 380V Support Set - Spare Part Kit Level 2 |  |  | RISK KITS | Unknown | MGE Accessories | 3245 | 2758.25
WPMM380V-SPL3 | MGE PMM II ALL WITH 380V Complete Set - Spare Part Kit Level 3 |  |  | RISK KITS | Unknown | MGE Accessories | 4045 | 3438.25
WPMM-OPT1-SPL4 | MGE PMM II D W PWR-Logic CM2150 NO TVSS Complete Set - Spare Part Kit Level 4 |  |  | RISK KITS | Unknown | MGE Accessories | 20170 | 17144.5
WPMM-OPT2-SPL4 | MGE PMM II D W VERIS MCM NO TVSS Complete Set - Spare Part Kit Level 4 |  |  | RISK KITS | Unknown | MGE Accessories | 13760 | 11696
WPMM-OPT3-SPL4 | MGE PMM II D W VERIS MCM+BCM NO TVSS Complete Set - Spare Part Kit Level 4 |  |  | RISK KITS | Unknown | MGE Accessories | 18740 | 15929
WPMM-OPT4-SPL4 | MGE PMM II D W PWR-Logic CM-4000 NO TVSS Complete Set - Spare Part Kit Level 4 |  |  | RISK KITS | Unknown | MGE Accessories | 43420 | 36907
WPMM-OPT5-SPL4 | MGE PMM II D W PWR-Logic CM2150 W TVSS Complete Set - Spare Part Kit Level 4 |  |  | RISK KITS | Unknown | MGE Accessories | 23530 | 20000.5
WPMM-OPT6-SPL4 | MGE PMM II D W VERIS MCM W TVSS Complete Set - Spare Part Kit Level 4 |  |  | RISK KITS | Unknown | MGE Accessories | 17115 | 14547.75
WPMM-OPT7-SPL4 | MGE PMM II D W VERIS MCM+BCM W TVSS Complete Set - Spare Part Kit Level 4 |  |  | RISK KITS | Unknown | MGE Accessories | 22095 | 18780.75
WPMM-OPT8-SPL4 | MGE PMM II D W PWR-LOGIC CM4000 W TVSS Complete Set - Spare Part Kit Level 4 |  |  | RISK KITS | Unknown | MGE Accessories | 46775 | 39758.75
WPMM-SPL2 | MGE PMM II All Models Support Set - Spare Part Kit Level 2 |  |  | RISK KITS | Unknown | MGE Accessories | 3235 | 2749.75
WPMM-SPL3 | MGE PMM II All Models Comprehensive Set - Spare Part Kit Level 3 |  |  | RISK KITS | Unknown | MGE Accessories | 4040 | 3434
WPMMPM800-SPL4 | MGE PMM II ALL W PM800 Complete Set - Spare Part Kit Level 4 |  |  | RISK KITS | Unknown | MGE Accessories | 9640 | 8194
WPMMPM800OPT1-SPL4 | MGE PMM II D W PM800 W TVSS Complete Set - Spare Part Kit Level 4 |  |  | RISK KITS | Unknown | MGE Accessories | 12985 | 11037.25
WPMV5X8-AX-07 | 1 Preventative Maintenance 5x8 for (1) 3.5kW split system unit |  |  | SP COOL CLSSC CONTRACT | Unknown | On-demand Services | 3105 | 2639.25
WPMV7X24-AX-07 | 1 Preventative Maintenance 7x24 for (1) 3.5kW split system unit |  |  | SP COOL CLSSC CONTRACT | Unknown | On-demand Services | 4905 | 4169.25
WPMV-E6-22 | (1) Additional Contract Preventive Maintenance Visit for (1) EPS 6000 150 to 225 kVA UPS |  |  | SP OTHER CONTRACT | Unknown | On-demand Services | 2995 | 2545.75
WPMV-E6-37 | (1) Additional Contract Preventive Maintenance Visit for (1) EPS 6000 300 to 375 kVA UPS |  |  | SP OTHER CONTRACT | Unknown | On-demand Services | 2995 | 2545.75
WPMV-E6-62 | (1) Additional Contract Preventive Maintenance Visit for (1) EPS 6000 500 to 625 kVA UPS |  |  | SP OTHER CONTRACT | Unknown | On-demand Services | 3240 | 2754
WPMV-E6-80 | (1) Additional Contract Preventive Maintenance Visit for (1) EPS 6000 750 to 800 kVA UPS |  |  | SP OTHER CONTRACT | Unknown | On-demand Services | 3240 | 2754
WPMV-E8-10 | (1) Additional Contract Preventive Maintenance Visit for (1) EPS 8000 1000 kVA UPS |  |  | SP OTHER CONTRACT | Unknown | On-demand Services | 2810 | 2388.5
WPMV-E8-11 | (1) Additional Contract Preventive Maintenance Visit for (1) EPS 8000 1100 to 1125 kVA UPS |  |  | SP OTHER CONTRACT | Unknown | On-demand Services | 2810 | 2388.5
WPMV-E8-62 | (1) Additional Contract Preventive Maintenance Visit for (1) EPS 8000 555 kVA UPS |  |  | SP OTHER CONTRACT | Unknown | On-demand Services | 2615 | 2222.75
WPMV-E8-80 | (1) Additional Contract Preventive Maintenance Visit for (1) EPS 8000 625 to 800 kVA UPS |  |  | SP OTHER CONTRACT | Unknown | On-demand Services | 2615 | 2222.75
WPMV-GT-60 | (1) Additional Contract Preventive Maintenance Visit for (1) PXC 50 - 60 kVA UPS |  |  | SP OTHER CONTRACT | Unknown | On-demand Services | 3195 | 2715.75
WPMV-GT-100 | (1) Additional Contract Preventive Maintenance Visit for (1) PXC 100 kVA UPS |  |  | SP OTHER CONTRACT | Unknown | On-demand Services | 3420 | 2907
WPMV-VL-200 | (1) Additional Contract PM Visit 5X8 for (1) Galaxy VL 200kW UPS |  |  | SP OTHER CONTRACT | Unknown | On-demand Services | 3505 | 2979.25
WPMV-VL-300 | (1) Additional Contract PM Visit 5X8 for (1) Galaxy VL 300kW UPS |  |  | SP OTHER CONTRACT | Unknown | On-demand Services | 3660 | 3111
WPMV-VL-400 | (1) Additional Contract PM Visit 5X8 for (1) Galaxy VL 400kW UPS |  |  | SP OTHER CONTRACT | Unknown | On-demand Services | 3820 | 3247
WPMV-VL-500 | (1) Additional Contract PM Visit 5X8 for (1) Galaxy VL 500kW UPS |  |  | SP OTHER CONTRACT | Unknown | On-demand Services | 3975 | 3378.75
WPMV-VS3-A75 | (1) Additional Contract PM Visit 5X8 for (1) Galaxy VS 60 to 80kW UPS |  |  | SP OTHER CONTRACT | Unknown | On-demand Services | 2260 | 1921
WPRJ | PROJECT MANAGEMENT PER CONTRACT |  |  | DATA CTR PROJECTS | Unknown | Project Management | Call for Quote | Call for Quote
WQ1PSVCMNGMT | Fleet Management Service for Single Phase UPS |  |  | 1PH CLASSIC CONTRACT | Unknown | Monitoring & Dispatch Services | Call for Quote | Call for Quote
WQFO | Facility Operations |  |  | CRITICAL FACILITY OPS | Unknown | Critical Facility Operations | Call for Quote | Call for Quote
WQFO-GS-B-NI | Critical Facility Operation, Gray Space, 1st Year, New |  |  | CRITICAL FACILITY OPS | Unknown | Critical Facility Operations | Call for Quote | Call for Quote
WQFO-GS-B-R | Critical Facility Operation, Gray Space, 1st Year, Renew |  |  | CRITICAL FACILITY OPS | Unknown | Critical Facility Operations | Call for Quote | Call for Quote
WQFO-GS-OOS-NI | Critical Facility Operation, Gray Space, Out of SOW |  |  | CRITICAL FACILITY OPS | Unknown | Critical Facility Operations | Call for Quote | Call for Quote
WQFO-WS-B-MYO | Critical Facility Operation, White Space, Multi Year |  |  | CRITICAL FACILITY OPS | Unknown | Critical Facility Operations | Call for Quote | Call for Quote
WQFO-WS-B-NI | Critical Facility Operation, White Space, 1st Year, New |  |  | CRITICAL FACILITY OPS | Unknown | Critical Facility Operations | Call for Quote | Call for Quote
WQFO-WS-B-R | Critical Facility Operation, White Space, 1st Year, Renew |  |  | CRITICAL FACILITY OPS | Unknown | Critical Facility Operations | Call for Quote | Call for Quote
WQFO-WS-OOS-NI | Critical Facility Operation, White Space, Out of SOW |  |  | CRITICAL FACILITY OPS | Unknown | Critical Facility Operations | Call for Quote | Call for Quote
WQMGRIDFPM | Custom Field Project Management Service Contract for Microgrid |  |  | DP SERVICES - DPIBS - EMDESER | Unknown | Vendor Management Services | Call for Quote | Call for Quote
WQMMSPM | Project Management for one year specifically for Managed Maintenance Services |  |  | VENDOR MGMT SERVICES | Unknown | Managed Maintenance Services | Call for Quote | Call for Quote
WQPMV5X8-AE-25 | Quaterly Preventive Maintenance service for (1) IAEC25 250Kw Cooling Unit |  |  | SP COOL CLSSC CONTRACT | Unknown | On-demand Services | 6985 | 5937.25
WQPMV5X8-AE-50 | Quaterly Preventive Maintenance service for (1) IAEC50 500Kw Cooling Unit |  |  | SP COOL CLSSC CONTRACT | Unknown | On-demand Services | 9175 | 7798.75
WQPMV5X8-AX-14 | Quarterly Preventive Maintenance 5X8 for InRow SC Air Cooled Self Contained cooling solution. |  |  | SP COOL CLSSC CONTRACT | Unknown | On-demand Services | 3845 | 3268.25
WQPMV5X8-AX-15 | Quarterly Preventative Maintenance 5X8 for In Row ACRD Half Rack 10kw |  |  | SP COOL CLSSC CONTRACT | Unknown | On-demand Services | 5835 | 4959.75
WQPMV5X8-AX-22 | Quarterly Preventative Maintenance 5X8 for NetworkAIR CW 28-87 kW |  |  | SP COOL CLSSC CONTRACT | Unknown | On-demand Services | 6540 | 5559
WQPMV5X8-AX-26 | Quarterly Preventative Maintenance 5x8 for (1) InfraStruXure InRow RC Chilled Water |  |  | SP COOL CLSSC CONTRACT | Unknown | On-demand Services | 11760 | 9996
WQPMV5X8-AX-34 | Quarterly Preventative Maintenance 5X8 for (1) In Row ACRD 300 and 301 Series |  |  | SP COOL CLSSC CONTRACT | Unknown | On-demand Services | 7845 | 6668.25
WQPMV5X8-AX-36 | Quarterly Preventative Maintenance 5X8 for (1) In Row ACRH 301 series |  |  | SP COOL CLSSC CONTRACT | Unknown | On-demand Services | 10525 | 8946.25
WQPMV5X8-AX-41 | Quarterly Preventative Maintenance 5X8 for NetworkAIR FM A/W/G/PC 0-27 kW with OHE |  |  | SP COOL CLSSC CONTRACT | Unknown | On-demand Services | 9485 | 8062.25
WQPMV5X8-UF-45 | 1 Year Quarterly PM 5X8 for 1 DX Unisplit Ceiling or Wall Mount Unit - Model 0341 |  |  | SP COOL CLSSC CONTRACT | Unknown | Preventative Maintenance Visit | 8895 | 7560.75
WQPMV5X8-UF-47 | 1 Year Quarterly PM 5X8 for 1 DX Unisplit Ceiling or Wall Mount Unit - Model 0481 |  |  | SP COOL CLSSC CONTRACT | Unknown | Preventative Maintenance Visit | 9675 | 8223.75
WQPMV5X8-UF-55C | 1 Yr Qrtly PM 5x8 for 1 Air cooled Chiller Model XRAC 5622A - 6422A |  |  | SP COOL CLSSC CONTRACT | Unknown | On-demand Services | 16730 | 14220.5
WQPMV5X8-UF-56C | 1 Yr Qrtly PM 5x8 for 1 Air-Cool Free Cooling Chiller Model XRAF 5622A - 6422A |  |  | SP COOL CLSSC CONTRACT | Unknown | On-demand Services | 17100 | 14535
WQPMV5X8-UF-75B | 1 Yr Qrtly PM 5x8 for 1 Chiller w-freecooling Model BCEF 0752A - 0903A |  |  | SP COOL CLSSC CONTRACT | Unknown | On-demand Services | 26535 | 22554.75
WQPMV5X8-UF-75C | 1 Yr Qrtly PM 5x8 for 1 Chiller w-freecooling Model BCEF 1103A |  |  | SP COOL CLSSC CONTRACT | Unknown | On-demand Services | 34170 | 29044.5
WQPMV7X24-AX-14 | Quarterly Preventive Maintenance 7X24 for In-Row DX 5kw self contained cooling solution. |  |  | SP COOL CLSSC CONTRACT | Unknown | On-demand Services | 5305 | 4509.25
WQPMV7X24-AX-15 | Quarterly Preventative Maintenance 7X24 for In Row ACRD Half Rack 10kw |  |  | SP COOL CLSSC CONTRACT | Unknown | On-demand Services | 8575 | 7288.75
WQPMV7X24-AX-22 | Quarterly Preventive Maintenance 7X24 for NetworkAIR CW, FM CW, FM In-Row 28-87 KW |  |  | SP COOL CLSSC CONTRACT | Unknown | On-demand Services | 7605 | 6464.25
WQPMV7X24-AX-26 | Quarterly Preventative Maintenance 7X24 for (1) InfraStruXure InRow RC Chilled Water |  |  | SP COOL CLSSC CONTRACT | Unknown | On-demand Services | 16140 | 13719
WQPMV7X24-AX-34 | Quarterly Preventative Maintenance 7X24 for (1) In Row ACRD 300 and 301 Series |  |  | SP COOL CLSSC CONTRACT | Unknown | On-demand Services | 10765 | 9150.25
WQPMV7X24-AX-36 | Quarterly Preventative Maintenance 7X24 for (1) In Row ACRH 301 series |  |  | SP COOL CLSSC CONTRACT | Unknown | On-demand Services | 14450 | 12282.5
WQPMV7X24-AX-41 | Quarterly Preventative Maintenance 7X24 for NetworkAIR FM A/W/G/PC 0-27 kW with OHE |  |  | SP COOL CLSSC CONTRACT | Unknown | On-demand Services | 12080 | 10268
WQSCCOOL | Custom Cooling Extended Warranty Contract |  |  | SP COOL WARRANTY EXT | Unknown | Extended Warranty | Call for Quote | Call for Quote
WQSCUF | Custom quoted service contract for a cooling system |  |  | SP COOL CLSSC CONTRACT | Unknown | Advantage Service Plan for 3-Phase UPS | Call for Quote | Call for Quote
WQTRN | Customized Training |  |  | END USER TRAINING | Unknown | Training Services | Call for Quote | Call for Quote
WQVCES | Vendor Management Service |  |  | CRITICAL FACILITY OPS | Unknown | Vendor Management Services | Call for Quote | Call for Quote
WQVMS | Vendor Management Service |  |  | VENDOR MGMT SERVICES | Unknown | Vendor Management Services | Call for Quote | Call for Quote
WQVMSPM | Project Management for one year specifically for Vendor Managed or 3rd party Services |  |  | VENDOR MGMT SERVICES | Unknown | Vendor Management Services | Call for Quote | Call for Quote
WQXBUDPIBS | XBU Service Digital Power-DPIBS |  |  | DP SERVICES - DPIBS - EMDESER | Unknown | Unknown | Call for Quote | Call for Quote
WSITEINSP-VL-200 | (1) Site Inspection Visit for (1) Galaxy VL 200kW UPS |  |  | PROACTIVE SRV & INSP | Unknown | On-demand Services | 2825 | 2401.25
WSITEINSP-VL-300 | (1) Site Inspection Visit for (1) Galaxy VL 300kW UPS |  |  | PROACTIVE SRV & INSP | Unknown | On-demand Services | 2955 | 2511.75
WSITEINSP-VL-400 | (1) Site Inspection Visit for (1) Galaxy VL 400kW UPS |  |  | PROACTIVE SRV & INSP | Unknown | On-demand Services | 3080 | 2618
WSITEINSP-VL-500 | (1) Site Inspection Visit for (1) Galaxy VL 500kW UPS |  |  | PROACTIVE SRV & INSP | Unknown | On-demand Services | 3210 | 2728.5
WSITEINSP-VS1-A15 | (1) Site Inspection Visit for (1) Galaxy VS 10 to 15kW UPS |  |  | PROACTIVE SRV & INSP | Unknown | On-demand Services | 2235 | 1899.75
WSITEINSP-VS1-A25 | (1) Site Inspection Visit for (1) Galaxy VS 20 to 25kW UPS |  |  | PROACTIVE SRV & INSP | Unknown | On-demand Services | 2235 | 1899.75
WSITEINSP-VS1-A30 | (1) Site Inspection Visit for (1) Galaxy VS 30kW UPS |  |  | PROACTIVE SRV & INSP | Unknown | On-demand Services | 2235 | 1899.75
WSITEINSP-VS1-A40 | (1) Site Inspection Visit for (1) Galaxy VS 40kW UPS |  |  | PROACTIVE SRV & INSP | Unknown | On-demand Services | 2235 | 1899.75
WSITEINSP-VS1-A50 | (1) Site Inspection Visit for (1) Galaxy VS 50kW UPS |  |  | PROACTIVE SRV & INSP | Unknown | On-demand Services | 2235 | 1899.75
WSITEINSP-VS2-A40 | (1) Site Inspection Visit for (1) Galaxy VS 10 to 15kW UPS |  |  | PROACTIVE SRV & INSP | Unknown | On-demand Services | 1585 | 1347.25
WSITEINSP-VS2-A41 | (1) Site Inspection Visit for (1) Galaxy VS 20 to 25kW UPS |  |  | PROACTIVE SRV & INSP | Unknown | On-demand Services | 1585 | 1347.25
WSITEINSP-VS2-A50 | (1) Site Inspection Visit for (1) Galaxy VS 30 to 50kW UPS |  |  | PROACTIVE SRV & INSP | Unknown | On-demand Services | 2330 | 1980.5
WSITEINSP-VS2-A60 | (1) Site Inspection Visit for (1) Galaxy VS 60kW UPS |  |  | PROACTIVE SRV & INSP | Unknown | On-demand Services | 2330 | 1980.5
WSITEINSP-VS2-A100 | (1) Site Inspection Visit for (1) Galaxy VS 80 to 100kW UPS |  |  | PROACTIVE SRV & INSP | Unknown | On-demand Services | 2515 | 2137.75
WSITEINSP-VS3-A75 | (1) Site Inspection Visit for (1) Galaxy VS 60 to 80kVA UPS |  |  | PROACTIVE SRV & INSP | Unknown | On-demand Services | 2595 | 2205.75
WSITEINSP-VS3-A150 | (1) Site Inspection Visit for (1) Galaxy VS 100 to 150kVA UPS |  |  | PROACTIVE SRV & INSP | Unknown | On-demand Services | 2730 | 2320.5
WSITEINSPEC-E6-37 | (1) Site Inspection Visit Visit for (1) EPS 6000 150 to 225 kVA UPS |  |  | PROACTIVE SRV & INSP | Unknown | On-demand Services | 1940 | 1649
WSITEINSPEC-E6-80 | (1) Site Inspection Visit Visit for (1) EPS 6000 750 to 800 kVA UPS |  |  | PROACTIVE SRV & INSP | Unknown | On-demand Services | 1945 | 1653.25
WSITEINSPEC-E7-50 | (1) Site Inspection Visit Visit for (1) EPS 7000 300 to 500 kVA UPS |  |  | PROACTIVE SRV & INSP | Unknown | On-demand Services | 1785 | 1517.25
WSITEINSPEC-E8-10 | (1) Site Inspection Visit Visit for (1) EPS 8000 1000 kVA UPS |  |  | PROACTIVE SRV & INSP | Unknown | On-demand Services | 2145 | 1823.25
WSITEINSPEC-E8-11 | (1) Site Inspection Visit for (1) EPS 8000 1100 to 1125 kVA UPS |  |  | PROACTIVE SRV & INSP | Unknown | On-demand Services | 2145 | 1823.25
WSITEINSPEC-E8-62 | (1) Site Inspection Visit Visit for (1) EPS 8000 555 kVA UPS |  |  | PROACTIVE SRV & INSP | Unknown | On-demand Services | 1945 | 1653.25
WSITEINSPEC-E8-80 | (1) Site Inspection Visit Visit for (1) EPS 8000 625 to 800 kVA UPS |  |  | PROACTIVE SRV & INSP | Unknown | On-demand Services | 1945 | 1653.25
WSITEINSPEC-G4-50 | (1) Site Inspection Visit Visit for (1) Galaxy 4000 40 to 50 kVA UPS |  |  | PROACTIVE SRV & INSP | Unknown | On-demand Services | 1335 | 1134.75
WSITEINSPEC-G4-75 | (1) Site Inspection Visit Visit for (1) Galaxy 4000 65 to 75 kVA UPS |  |  | PROACTIVE SRV & INSP | Unknown | On-demand Services | 1335 | 1134.75
WSITEINSPEC-G5-81 | (1) Site Inspection Visit Visit for (1) Galaxy 5000/5500 41 to 80 kVA UPS |  |  | PROACTIVE SRV & INSP | Unknown | On-demand Services | 1375 | 1168.75
WSITEINSPEC-GP-12 | (1) Site Inspection Visit Visit for (1) Galaxy PW or PWI 80 to 130 kVA UPS |  |  | PROACTIVE SRV & INSP | Unknown | On-demand Services | 1555 | 1321.75
WSITEINSPEC-GP-15 | (1) Site Inspection Visit Visit for (1) Galaxy PW 150 or 180 or PWI 160 kVA UPS |  |  | PROACTIVE SRV & INSP | Unknown | On-demand Services | 1555 | 1321.75
WSITEINSPEC-GP-22 | (1) Site Inspection Visit Visit for (1) Galaxy PW 225 kVA UPS |  |  | PROACTIVE SRV & INSP | Unknown | On-demand Services | 1555 | 1321.75
WSITEINSPEC-VX-50 | (1) Site Inspection Visit 5X8 for (1) Galaxy VX 500 Scalable to 750kVA UPS |  |  | PROACTIVE SRV & INSP | Unknown | On-demand Services | 2280 | 1938
WSITEINSPEC-VX-51 | (1) Site Inspection Visit 5X8 for (1) Galaxy VX 500kVA UPS |  |  | PROACTIVE SRV & INSP | Unknown | On-demand Services | 2430 | 2065.5
WSITEINSPEC-VX-52 | (1) Site Inspection Visit 5X8 for (1) Galaxy VX 500kVA N+1 Redundant UPS |  |  | PROACTIVE SRV & INSP | Unknown | On-demand Services | 3490 | 2966.5
WSITEINSPEC-VX-53 | (1) Site Inspection Visit 5X8 for (1) Galaxy VX 500 Scalable to 1000kVA UPS |  |  | PROACTIVE SRV & INSP | Unknown | On-demand Services | 2430 | 2065.5
WSITEINSPEC-VX-54 | (1) Site Inspection Visit 5X8 for (1) Galaxy VX 500 Scalable to 1250kVA UPS |  |  | PROACTIVE SRV & INSP | Unknown | On-demand Services | 2360 | 2006
WSITEINSPEC-VX-55 | (1) Site Inspection Visit 5X8 for (1) Galaxy VX 500 Scalable to 1500kVA UPS |  |  | PROACTIVE SRV & INSP | Unknown | On-demand Services | 2360 | 2006
WSITEINSPEC-VX-62 | (1) Site Inspection Visit for (1) Galaxy VX 625kVA UPS |  |  | PROACTIVE SRV & INSP | Unknown | On-demand Services | 2430 | 2065.5
WSITEINSPEC-VX-63 | (1) Site Inspection Visit for (1) Galaxy VX 625kVA N+1 Redundant UPS |  |  | PROACTIVE SRV & INSP | Unknown | On-demand Services | 2730 | 2320.5
WSITEINSPEC-VX-64 | (1) Site Inspection Visit 5X8 for (1) Galaxy VX 625 Scalable to 1000kVA UPS |  |  | PROACTIVE SRV & INSP | Unknown | On-demand Services | 2730 | 2320.5
WSITEINSPEC-VX-75 | (1) Site Inspection Visit for (1) Galaxy VX 750kVA UPS |  |  | PROACTIVE SRV & INSP | Unknown | On-demand Services | 3415 | 2902.75
WSITEINSPEC-VX-76 | (1) Site Inspection Visit for (1) Galaxy VX 750kVA N+1 Redundant UPS |  |  | PROACTIVE SRV & INSP | Unknown | On-demand Services | 3490 | 2966.5
WSITEINSPEC-VX-78 | (1) Site Inspection Visit 5X8 for (1) Galaxy VX 750 Scalable to 1250kVA UPS |  |  | PROACTIVE SRV & INSP | Unknown | On-demand Services | 3385 | 2877.25
WSITEINSPEC-VX-79 | (1) Site Inspection Visit 5X8 for (1) Galaxy VX 750 Scalable to 1500kVA UPS |  |  | PROACTIVE SRV & INSP | Unknown | On-demand Services | 3385 | 2877.25
WSITEINSPEC-VX-102 | (1) Site Inspection Visit for (1) Galaxy VX 1000 Scalable to 1250kVA UPS |  |  | PROACTIVE SRV & INSP | Unknown | On-demand Services | 4395 | 3735.75
WSITEINSPEC-VX-103 | (1) Site Inspection Visit for (1) Galaxy VX 1000 Scalable to 1500kVA UPS |  |  | PROACTIVE SRV & INSP | Unknown | On-demand Services | 4550 | 3867.5
WSITEINSPEC-VX-120 | (1) Site Inspection Visit for (1) Galaxy VX 1250kVA UPS |  |  | PROACTIVE SRV & INSP | Unknown | On-demand Services | 4395 | 3735.75
WSITEINSPEC-VX-121 | (1) Site Inspection Visit for (1) Galaxy VX 1250kVA N+1 Redundant UPS |  |  | PROACTIVE SRV & INSP | Unknown | On-demand Services | 4550 | 3867.5
WSITEINSPEC-VX-122 | (1) Site Inspection Visit for (1) Galaxy VX 1250 Scalable to 1500kVA UPS |  |  | PROACTIVE SRV & INSP | Unknown | On-demand Services | 4700 | 3995
WSITEINSPEC-VX-150 | (1) Site Inspection Visit for (1) Galaxy VX 1500kVA UPS |  |  | PROACTIVE SRV & INSP | Unknown | On-demand Services | 4855 | 4126.75
WSITEINSPEC-VX-151 | (1) Site Inspection Visit for (1) Galaxy VX 1500kVA N+1 Redundant UPS |  |  | PROACTIVE SRV & INSP | Unknown | On-demand Services | 5005 | 4254.25
WSPMV5X8-AX-14 | Semi-Annual Preventative Maintenance 5X8 for InRow SC Air Cooled Self Contained cooling solution. |  |  | SP COOL CLSSC CONTRACT | Unknown | On-demand Services | 1945 | 1653.25
WSPMV5X8-UF-45 | 1 Year Semi-annual PM 5X8 for 1 DX Unisplit Ceiling or Wall Mount Unit - Model 0341 |  |  | SP COOL CLSSC CONTRACT | Unknown | Preventative Maintenance Visit | 5235 | 4449.75
WSPMV5X8-UF-47 | 1 Year Semi-annual PM 5X8 for 1 DX Unisplit Ceiling or Wall Mount Unit - Model 0481 |  |  | SP COOL CLSSC CONTRACT | Unknown | Preventative Maintenance Visit | 5755 | 4891.75
WSPMV5X8-UF-55C | 1 Yr Semi-Ann PM 5x8 for 1 Air cooled Chiller Model XRAC 5622A - 6422A |  |  | SP COOL CLSSC CONTRACT | Unknown | On-demand Services | 11985 | 10187.25
WSPMV5X8-UF-56C | 1 Yr Semi-Ann PM 5x8 for 1 Air-Cool Free Cooling Chiller Model XRAF 5622A - 6422A |  |  | SP COOL CLSSC CONTRACT | Unknown | On-demand Services | 13235 | 11249.75
WSPTAMCSH1YR20 | CSH Premium Technical Account Management Services, 1 year, 20 devices |  |  | ASSET ADV SP&C | Unknown | Unknown | 6895 | 5860.75
WSTS200A-OPT1-SPL1 | MGE STS 200A ALL W TVSS Complete Set - Spare Part Kit Level 1 |  |  | RISK KITS | Unknown | MGE Accessories | 17205 | 14624.25
WSTS200A-OPT1-SPL2 | MGE STS 200A ALL W TVSS Support Set - Spare Part Kit Level 2 |  |  | RISK KITS | Unknown | MGE Accessories | 26315 | 22367.75
WSTS200A-OPT1-SPL3 | MGE STS 200A ALL W TVSS Complete Set - Spare Part Kit Level 3 |  |  | RISK KITS | Unknown | MGE Accessories | 50070 | 42559.5
WSTS200A-OPT2-SPL3 | MGE STS 200A W TVSS Complete Set - Spare Part Kit Level 3 |  |  | RISK KITS | Unknown | MGE Accessories | 46575 | 39588.75
WSTS200A-OPT3-SPL3 | MGE STS 200A 600V W TVSS Complete Set - Spare Part Kit Level 3 |  |  | RISK KITS | Unknown | MGE Accessories | 45460 | 38641
WSTS200A-SPL1 | MGE STS 200A ALL NO TVSS Emergency Set - Spare Part Kit Level 1 |  |  | RISK KITS | Unknown | MGE Accessories | 16695 | 14190.75
WSTS200A-SPL2 | MGE STS 200A ALL NO TVSS Support Set - Spare Part Kit Level 2 |  |  | RISK KITS | Unknown | MGE Accessories | 25800 | 21930
WSTS200A-SPL3 | MGE STS 200A ALL NO TVSS Complete Set - Spare Part Kit Level 3 |  |  | RISK KITS | Unknown | MGE Accessories | 43515 | 36987.75
WSTS400A600-SPL1 | MGE STS 400A-600A ALL NO TVSS Emergency Set - Spare Part Kit Level 1 |  |  | RISK KITS | Unknown | MGE Accessories | 18090 | 15376.5
WSTS400A600-SPL2 | MGE STS 400A-600A ALL NO TVSS Support Set - Spare Part Kit Level 2 |  |  | RISK KITS | Unknown | MGE Accessories | 26945 | 22903.25
WSTS400A600-SPL3 | MGE STS 400A-600A ALL NO TVSS Complete Set - Spare Part Kit Level 3 |  |  | RISK KITS | Unknown | MGE Accessories | 42445 | 36078.25
WSTS400A-OPT1-SPL1 | MGE STS 400A-600A ALL W TVSS Emergency Set - Spare Part Kit Level 1 |  |  | RISK KITS | Unknown | MGE Accessories | 17940 | 15249
WSTS400A-OPT1-SPL2 | MGE STS 400A-600A ALL W TVSS Support Set - Spare Part Kit Level 2 |  |  | RISK KITS | Unknown | MGE Accessories | 27470 | 23349.5
WULTRABAT-LB-E1 | (1) Year Advantage Ultra Service Plan for 1 Rack Type E Li-Ion Battery Solution |  |  | 3PH&BATT CLASSC CONTR | Unknown | Advantage Service Plan for 3-Phase UPS | 6460 | 5491
WULTRABAT-LB-E2 | (1) Year Advantage Ultra Service Plan for 2 Rack Type E Li-Ion Battery Solution |  |  | 3PH&BATT CLASSC CONTR | Unknown | Advantage Service Plan for 3-Phase UPS | 12555 | 10671.75
WULTRABAT-LB-E3 | (1) Year Advantage Ultra Service Plan for 3 Rack Type E Li-Ion Battery Solution |  |  | 3PH&BATT CLASSC CONTR | Unknown | Advantage Service Plan for 3-Phase UPS | 17335 | 14734.75
WULTRABAT-LB-E4 | (1) Year Advantage Ultra Service Plan for 4 Rack Type E Li-Ion Battery Solution |  |  | 3PH&BATT CLASSC CONTR | Unknown | Advantage Service Plan for 3-Phase UPS | 22100 | 18785
WULTRABAT-LB-E5 | (1) Year Advantage Ultra Service Plan for 5 Rack Type E Li-Ion Battery Solution |  |  | 3PH&BATT CLASSC CONTR | Unknown | Advantage Service Plan for 3-Phase UPS | 26870 | 22839.5
WULTRABAT-LB-E6 | (1) Year Advantage Ultra Service Plan for 6 Rack Type E Li-Ion Battery Solution |  |  | 3PH&BATT CLASSC CONTR | Unknown | Advantage Service Plan for 3-Phase UPS | 31650 | 26902.5
WULTRABAT-LB-E7 | (1) Year Advantage Ultra Service Plan for 7 Rack Type E Li-Ion Battery Solution |  |  | 3PH&BATT CLASSC CONTR | Unknown | Advantage Service Plan for 3-Phase UPS | 36420 | 30957
WULTRABAT-LB-E8 | (1) Year Advantage Ultra Service Plan for 8 Rack Type E Li-Ion Battery Solution |  |  | 3PH&BATT CLASSC CONTR | Unknown | Advantage Service Plan for 3-Phase UPS | 41190 | 35011.5
WULTRABAT-LB-G1 | (1) Year Advantage Ultra Service Plan for 1 Rack Type G Li-Ion Battery Solution |  |  | 3PH&BATT CLASSC CONTR | Unknown | Advantage Service Plan for 3-Phase UPS | 6665 | 5665.25
WULTRABAT-LB-G2 | (1) Year Advantage Ultra Service Plan for 2 Rack Type G Li-Ion Battery Solution |  |  | 3PH&BATT CLASSC CONTR | Unknown | Advantage Service Plan for 3-Phase UPS | 12955 | 11011.75
WULTRABAT-LB-G3 | (1) Year Advantage Ultra Service Plan for 3 Rack Type G Li-Ion Battery Solution |  |  | 3PH&BATT CLASSC CONTR | Unknown | Advantage Service Plan for 3-Phase UPS | 17930 | 15240.5
WULTRABAT-LB-G4 | (1) Year Advantage Ultra Service Plan for 4 Rack Type G Li-Ion Battery Solution |  |  | 3PH&BATT CLASSC CONTR | Unknown | Advantage Service Plan for 3-Phase UPS | 22900 | 19465
WULTRABAT-LB-G5 | (1) Year Advantage Ultra Service Plan for 5 Rack Type G Li-Ion Battery Solution |  |  | 3PH&BATT CLASSC CONTR | Unknown | Advantage Service Plan for 3-Phase UPS | 27875 | 23693.75
WULTRABAT-LB-G6 | (1) Year Advantage Ultra Service Plan for 6 Rack Type G Li-Ion Battery Solution |  |  | 3PH&BATT CLASSC CONTR | Unknown | Advantage Service Plan for 3-Phase UPS | 32845 | 27918.25
WULTRABAT-LB-G7 | (1) Year Advantage Ultra Service Plan for 7 Rack Type G Li-Ion Battery Solution |  |  | 3PH&BATT CLASSC CONTR | Unknown | Advantage Service Plan for 3-Phase UPS | 37820 | 32147
WULTRABAT-LB-G8 | (1) Year Advantage Ultra Service Plan for 8 Rack Type G Li-Ion Battery Solution |  |  | 3PH&BATT CLASSC CONTR | Unknown | Advantage Service Plan for 3-Phase UPS | 42790 | 36371.5
WULTRABAT-LB-O2 | (1) Year Advantage Ultra Service Plan for 2 Rack Type O Li-Ion Battery Solution |  |  | 3PH&BATT CLASSC CONTR | Unknown | Advantage Service Plan for 3-Phase UPS | 10440 | 8874
WULTRABAT-LB-O4 | (1) Year Advantage Ultra Service Plan for 4 Rack Type O Li-Ion Battery Solution |  |  | 3PH&BATT CLASSC CONTR | Unknown | Advantage Service Plan for 3-Phase UPS | 17860 | 15181
WULTRABAT-LB-O6 | (1) Year Advantage Ultra Service Plan for 6 Rack Type O Li-Ion Battery Solution |  |  | 3PH&BATT CLASSC CONTR | Unknown | Advantage Service Plan for 3-Phase UPS | 25280 | 21488
WULTRABAT-LB-O8 | (1) Year Advantage Ultra Service Plan for 8 Rack Type O Li-Ion Battery Solution |  |  | 3PH&BATT CLASSC CONTR | Unknown | Advantage Service Plan for 3-Phase UPS | 32705 | 27799.25
WULTRABAT-LB-O10 | (1) Year Advantage Ultra Service Plan for 10 Rack Type O Li-Ion Battery Solution |  |  | 3PH&BATT CLASSC CONTR | Unknown | Advantage Service Plan for 3-Phase UPS | 40125 | 34106.25
WULTRABAT-LB-O12 | (1) Year Advantage Ultra Service Plan for 12 rack Type O Li-Ion Battery solution |  |  | 3PH&BATT CLASSC CONTR | Unknown | Advantage Service Plan for 3-Phase UPS | 49990 | 42491.5
WULTRABAT-LB-O14 | (1) Year Advantage Ultra Service Plan for 14 rack Type O Li-Ion Battery solution |  |  | 3PH&BATT CLASSC CONTR | Unknown | Advantage Service Plan for 3-Phase UPS | 57415 | 48802.75
WULTRABAT-LB-O16 | (1) Year Advantage Ultra Service Plan for 16 rack Type O Li-Ion Battery solution |  |  | 3PH&BATT CLASSC CONTR | Unknown | Advantage Service Plan for 3-Phase UPS | 64840 | 55114
WULTRABAT-LB-S4 | (1) Year Advantage Ultra Service Plan for 4 Rack Type S Li-Ion Battery Solution |  |  | 3PH&BATT CLASSC CONTR | Unknown | Advantage Service Plan for 3-Phase UPS | 20015 | 17012.75
WULTRABAT-LB-S6 | (1) Year Advantage Ultra Service Plan for 6 Rack Type S Li-Ion Battery Solution |  |  | 3PH&BATT CLASSC CONTR | Unknown | Advantage Service Plan for 3-Phase UPS | 28520 | 24242
WULTRABAT-LB-S8 | (1) Year Advantage Ultra Service Plan for 8 Rack Type S Li-Ion Battery Solution |  |  | 3PH&BATT CLASSC CONTR | Unknown | Advantage Service Plan for 3-Phase UPS | 37025 | 31471.25
WULTRABAT-LB-S10 | (1) Year Advantage Ultra Service Plan for 10 Rack Type S Li-Ion Battery Solution |  |  | 3PH&BATT CLASSC CONTR | Unknown | Advantage Service Plan for 3-Phase UPS | 45520 | 38692
WULTRABAT-LB-S12 | (1) Year Advantage Ultra Service Plan for 12 Rack Type S Li-Ion Battery Solution |  |  | 3PH&BATT CLASSC CONTR | Unknown | Advantage Service Plan for 3-Phase UPS | 56465 | 47995.25
WULTRABAT-LB-S14 | (1) Year Advantage Ultra Service Plan for 14 Rack Type S Li-Ion Battery Solution |  |  | 3PH&BATT CLASSC CONTR | Unknown | Advantage Service Plan for 3-Phase UPS | 64965 | 55220.25
WULTRABAT-LB-S16 | (1) Year Advantage Ultra Service Plan for 16 Rack Type S Li-Ion Battery Solution |  |  | 3PH&BATT CLASSC CONTR | Unknown | Advantage Service Plan for 3-Phase UPS | 73470 | 62449.5
WULTRABAT-VL-00 | (1) Yr Advantage Ultra Plan for (1) Galaxy VL classic battery cabinets |  |  | 3PH&BATT CLASSC CONTR | Unknown | Advantage Service Plan for 3-Phase UPS | Call for Quote | Call for Quote
WULTRABAT-VS-00 | (1) Yr Advantage Ultra Plan for (1) Galaxy VS classic battery cabinets |  |  | 3PH&BATT CLASSC CONTR | Unknown | Advantage Service Plan for 3-Phase UPS | Call for Quote | Call for Quote
WULTRABAT-VSB-01 | (1) Yr Advantage Ultra Service Plan for (1) Galaxy VS Modular Batt Frame - up to 6 Batt Strings |  |  | 3PH&BATT CLASSC CONTR | Unknown | Advantage Service Plan for 3-Phase UPS | Call for Quote | Call for Quote
WULTRABAT-VSB-02 | (1) Yr Advantage Ultra Service Plan for (1) Galaxy VS Modular Batt Frame - up to 9 Batt Strings |  |  | 3PH&BATT CLASSC CONTR | Unknown | Advantage Service Plan for 3-Phase UPS | Call for Quote | Call for Quote
WULTRABAT-VX-00 | (1) Yr Advantage Ultra Plan for (1) Galaxy VX External Battery Frame |  |  | 3PH&BATT CLASSC CONTR | Unknown | Advantage Service Plan for 3-Phase UPS | Call for Quote | Call for Quote
WUPG1PEAAPLS-UG-01 | 1 Yr EAA Plus Predict Upgrade to FW or Existing Srvc Plan for (1) 1P UPS Up to 10kVA |  |  | ASSET ADV SP&C | Unknown | EcoStruxure Asset Advisor | 413 | 351.05
WUPG2HR-AE-00 | 1 Year 2HR Response Upgrade to Existing Service Contract for (1) IAEC Cooling Product |  |  | SP COOL CLSSC CONTRACT | Unknown | Advantage Service Plan for 3-Phase UPS | Call for Quote | Call for Quote
WUPG4HR-AE-00 | 1 Year 4HR Response Upgrade to Existing Service Contract for (1) IAEC Cooling Product |  |  | SP COOL CLSSC CONTRACT | Unknown | Advantage Service Plan for 3-Phase UPS | 2165 | 1840.25
WUPG8HR7-AE-00 | (1) Year 8HR 7X24 Response Upgrade to Existing Service Contract for (1) IAEC Cooling Product |  |  | SP COOL CLSSC CONTRACT | Unknown | Advantage Service Plan for 3-Phase UPS | 1750 | 1487.5
WUPGEAAPLUS-AX-00 | 1 Yr EAA Plus Predict Upgrade to FW or Existing Srvc Plan for (1) In Row Cooling Unit |  |  | ASSET ADV SP&C | Unknown | EcoStruxure Asset Advisor | 446 | 379.1
WUPGEAAPLUS-UF-00 | 1 Yr EAA Plus Predict Upgrade to FW or Existing Srvc Plan for (1) In Room Cooling Unit |  |  | ASSET ADV SP&C | Unknown | EcoStruxure Asset Advisor | 446 | 379.1
WUPGEAAPLUS-UG-01 | 1 Yr EAA Plus Pred. Upgd - FW or Exstng Srvc Plan for (1) 1or3P UPS 10 - 40kVA, Bat Frm, PDU or Acc. |  |  | ASSET ADV SP&C | Unknown | EcoStruxure Asset Advisor | 575 | 488.75
WUPGEAAPLUS-UG-02 | 1 Yr EAA Plus Predict Upgrade to FW or Existing Srvc Plan for (1) 3P UPS 41 to 150kVA |  |  | ASSET ADV SP&C | Unknown | EcoStruxure Asset Advisor | 663 | 563.55
WUPGEAAPLUS-UG-03 | 1 Yr EAA Plus Predict Upgrade to FW or Existing Srvc Plan for (1) 3P UPS 151 to 500kVA |  |  | ASSET ADV SP&C | Unknown | EcoStruxure Asset Advisor | 716 | 608.6
WUPGEAAPLUS-UG-04 | 1 Yr EAA Plus Predict Upgrade to FW or Existing Srvc Plan for (1) 3P UPS 501kVA or Greater |  |  | ASSET ADV SP&C | Unknown | EcoStruxure Asset Advisor | 716 | 608.6
WUPGEAAPLUSC-UF-00 | 1 Yr EAA Plus Predict Upgrade to FW or Existing Srvc Plan for (1) Chiller |  |  | ASSET ADV SP&C | Unknown | EcoStruxure Asset Advisor | 482 | 409.7
WUPGMBRS7X24-MB-00 | Scheduling Upgrade to 7X24 for MBRS |  |  | SP POWER MBRS | Unknown | Battery Replacement Services | Call for Quote | Call for Quote
WUPGPCAVCOL7-UG-01 | Sched Upgrd to 7X24 to Existing PCAV for 1-ACSC, 300-600mm ACRC or ACRPCW Mod |  |  | SP OTHER CONTRACT | Unknown | On-demand Services | 728 | 618.8
WUPGPCAVCOL7-UG-02 | Sched Upgrd to 7X24 to Existing PCAV for 1- 300-600mm ACRD, ACRPDX, AMDX, CW, LECW or UFLEDX to 50kW |  |  | SP OTHER CONTRACT | Unknown | On-demand Services | 814 | 691.9
WUPGPCAVCOL7-UG-03 | Sched Upgrd to 7X24 to Existing PCAV for 1 - UFLEDX Model over 50kW |  |  | SP OTHER CONTRACT | Unknown | On-demand Services | 999 | 849.15
WUPGPCAVUPS7-UG-01 | Scheduling Upgrade to 7X24 for Existing PCAV for up to 40 kVA UPS |  |  | SP OTHER CONTRACT | Unknown | On-demand Services | 814 | 691.9
WUPGPCAVUPS7-UG-02 | Scheduling Upgrade to 7X24 for Existing PCAV for 41 to 150 kVA UPS |  |  | SP OTHER CONTRACT | Unknown | On-demand Services | 814 | 691.9
WUPGPCAVUPS7-UG-03 | Scheduling Upgrade to 7X24 for Existing PCAV for 151 to 500 kVA UPS |  |  | SP OTHER CONTRACT | Unknown | On-demand Services | 999 | 849.15
WUPGPCAVUPS7-UG-04 | Scheduling Upgrade to 7X24 for Existing PCAV for 501 kVA or greater UPS |  |  | SP OTHER CONTRACT | Unknown | On-demand Services | 999 | 849.15
WUPGQPMV5-AE-25 | Upgrade from Semi-Annual 5x8 PM to Quarterly 5X8 for (1) IAEC25 250Kw Cooling Unit |  |  | SP COOL CLSSC CONTRACT | Unknown | On-demand Services | 2920 | 2482
WUPGQPMV5-AE-50 | Upgrade from Semi-Annual 5x8 PM to Quarterly 5X8 for (1) IAEC50 500Kw Cooling Unit |  |  | SP COOL CLSSC CONTRACT | Unknown | On-demand Services | 3430 | 2915.5
WUPGQPMV5-UF-00 | Upgrade to provide Quarterly 5X8 Preventive Maintenance Visits |  |  | SP COOL CLSSC CONTRACT | Unknown | On-demand Services | 1920 | 1632
WUPGQPMV7-AE-25 | Upgrade from Semi-Annual 5X8 PM to Quarterly 7X24 for (1) IAEC25 250Kw Cooling Unit |  |  | SP COOL CLSSC CONTRACT | Unknown | On-demand Services | 5545 | 4713.25
WUPGQPMV7-AE-50 | Upgrade from Semi-Annual 5X8 PM to Quarterly 7X24 for (1) IAEC50 500Kw Cooling Unit |  |  | SP COOL CLSSC CONTRACT | Unknown | On-demand Services | 7100 | 6035
WUPGSPMV7-AE-25 | Upgrade from Semi-Annual 5X8 PM to 7X24 for (1) IAEC25 250Kw Cooling Unit |  |  | SP COOL CLSSC CONTRACT | Unknown | On-demand Services | 1585 | 1347.25
WUPGSPMV7-AE-50 | Upgrade from Semi-Annual 5X8 PM to 7X24 for (1) IAEC50 500Kw Cooling Unit |  |  | SP COOL CLSSC CONTRACT | Unknown | On-demand Services | 2235 | 1899.75
WUPGSTRTUP7-LB-00 | Scheduling Upgrade 7X24 for Existing Start-Up of (1) Lithium-Ion Battery Cabinet |  |  | SP POWER INSTALL | Unknown | Battery Replacement Services | 949 | 806.65
APCRBC88 | APC Replacement Battery Cartridge #88 |  |  | REPLACEMENT BATTERIES | Uninterruptible Power Supply (UPS) | Replacement Battery Cartridges | 571 | 485.35
APCRBC105 | APC Replacement Battery Cartridge #105 |  |  | REPLACEMENT BATTERIES | Uninterruptible Power Supply (UPS) | Replacement Battery Cartridges | 687 | 583.95
APCRBC106 | APC Replacement Battery Cartridge #106 |  |  | REPLACEMENT BATTERIES | Uninterruptible Power Supply (UPS) | Replacement Battery Cartridges | 99 | 84.15
APCRBC107 | APC Replacement Battery Cartridge J15 |  |  | REPLACEMENT BATTERIES | Uninterruptible Power Supply (UPS) | Replacement Battery Cartridges | 399 | 339.15
APCRBC108 | APC Replacement Battery Cartridge J10 |  |  | REPLACEMENT BATTERIES | Uninterruptible Power Supply (UPS) | Replacement Battery Cartridges | 329 | 279.65
APCRBC109 | APC Replacement Battery Cartridge #109 |  |  | REPLACEMENT BATTERIES | Uninterruptible Power Supply (UPS) | Replacement Battery Cartridges | 190 | 161.5
APCRBC110 | APC Replacement Battery Cartridge #110 |  |  | REPLACEMENT BATTERIES | Uninterruptible Power Supply (UPS) | Replacement Battery Cartridges | 99 | 84.15
APCRBC113 | APC Replacement Battery Cartridge #113 |  |  | REPLACEMENT BATTERIES | Uninterruptible Power Supply (UPS) | Replacement Battery Cartridges | 108 | 91.8
APCRBC114 | APC Replacement Battery Cartridge #114 |  |  | REPLACEMENT BATTERIES | Uninterruptible Power Supply (UPS) | Replacement Battery Cartridges | 94 | 79.9
APCRBC115 | APC Replacement Battery Cartridge #115 |  |  | REPLACEMENT BATTERIES | Uninterruptible Power Supply (UPS) | Replacement Battery Cartridges | 501 | 425.85
APCRBC116 | APC Replacement Battery Cartridge #116 |  |  | REPLACEMENT BATTERIES | Uninterruptible Power Supply (UPS) | Replacement Battery Cartridges | 359 | 305.15
APCRBC117 | APC Replacement Battery Cartridge #117 |  |  | REPLACEMENT BATTERIES | Uninterruptible Power Supply (UPS) | Replacement Battery Cartridges | 713 | 606.05
APCRBC117US | APC Replacement Battery Cartridge #117 TAA |  |  | REPLACEMENT BATTERIES | Uninterruptible Power Supply (UPS) | Replacement Battery Cartridges | 782 | 664.7
APCRBC118 | APC Replacement Battery Cartridge #118 |  |  | REPLACEMENT BATTERIES | Uninterruptible Power Supply (UPS) | Replacement Battery Cartridges | 492 | 418.2
APCRBC119 | APC Replacement Battery Cartridge #119 |  |  | REPLACEMENT BATTERIES | Uninterruptible Power Supply (UPS) | Replacement Battery Cartridges | 1980 | 1683
APCRBC123 | APC Replacement Battery Cartridge # 123 |  |  | REPLACEMENT BATTERIES | Uninterruptible Power Supply (UPS) | Replacement Battery Cartridges | 133 | 113.05
APCRBC124 | APC Replacement Battery Cartridge # 124 |  |  | REPLACEMENT BATTERIES | Uninterruptible Power Supply (UPS) | Replacement Battery Cartridges | 147 | 124.95
APCRBC130 | APC Replacement Battery Cartridge # 130 |  |  | REPLACEMENT BATTERIES | Uninterruptible Power Supply (UPS) | Replacement Battery Cartridges | 167 | 141.95
APCRBC131 | APC Replacement Battery Cartridge #131 |  |  | REPLACEMENT BATTERIES | Uninterruptible Power Supply (UPS) | Replacement Battery Cartridges | 226 | 192.1
APCRBC132 | APC Replacement Battery Cartridge #132 |  |  | REPLACEMENT BATTERIES | Uninterruptible Power Supply (UPS) | Replacement Battery Cartridges | 475 | 403.75
APCRBC133 | APC Replacement Battery Cartridge #133 |  |  | REPLACEMENT BATTERIES | Uninterruptible Power Supply (UPS) | Replacement Battery Cartridges | 524 | 445.4
APCRBC135 | APC Replacement Battery Cartridge #135 |  |  | OEM & SPECIAL PRODUCTS | Uninterruptible Power Supply (UPS) | Replacement Battery Cartridges | 177 | 150.45
APCRBC136 | APC Replacement Battery Cartridge # 136 |  |  | OEM & SPECIAL PRODUCTS | Uninterruptible Power Supply (UPS) | Replacement Battery Cartridges | 641 | 544.85
APCRBC137J | APC Replacement Battery Cartridge #137J |  |  | REPLACEMENT BATTERIES | Uninterruptible Power Supply (UPS) | Replacement Battery Cartridges | 283 | 240.55
APCRBC140 | APC Replacement battery cartridge #140 |  |  | REPLACEMENT BATTERIES | Uninterruptible Power Supply (UPS) | Replacement Battery Cartridges | 1040 | 884
APCRBC141 | APC Replacement Battery Cartridge #141 |  |  | REPLACEMENT BATTERIES | Uninterruptible Power Supply (UPS) | Replacement Battery Cartridges | 494 | 419.9
APCRBC142 | APC Replacement Battery Cartridge #142 |  |  | REPLACEMENT BATTERIES | Uninterruptible Power Supply (UPS) | Replacement Battery Cartridges | 205 | 174.25
APCRBC143 | APC Replacement Battery Cartridge #143 |  |  | REPLACEMENT BATTERIES | Uninterruptible Power Supply (UPS) | Replacement Battery Cartridges | 654 | 555.9
APCRBC143US | APC Replacement Battery Cartridge #143 TAA |  |  | REPLACEMENT BATTERIES | Uninterruptible Power Supply (UPS) | Replacement Battery Cartridges | 699 | 594.15
APCRBC152 | APC Replacement battery cartridge #152 |  |  | REPLACEMENT BATTERIES | Uninterruptible Power Supply (UPS) | Replacement Battery Cartridges | 1115 | 947.75
APCRBC153 | APC Replacement Battery Cartridge #153 |  |  | REPLACEMENT BATTERIES | Uninterruptible Power Supply (UPS) | Replacement Battery Cartridges | 94 | 79.9
APCRBC154 | APC Replacement Battery Cartridge #154 |  |  | REPLACEMENT BATTERIES | Uninterruptible Power Supply (UPS) | Replacement Battery Cartridges | 82 | 69.7
APCRBC155 | APC Replacement Battery Cartridge #155 |  |  | REPLACEMENT BATTERIES | Uninterruptible Power Supply (UPS) | Replacement Battery Cartridges | 571 | 485.35
APCRBC157 | APC Replacement Battery Cartridge #157 |  |  | REPLACEMENT BATTERIES | Uninterruptible Power Supply (UPS) | Replacement Battery Cartridges | 484 | 411.4
APCRBC158 | APC Replacement Battery Cartridge #158 |  |  | REPLACEMENT BATTERIES | Uninterruptible Power Supply (UPS) | Replacement Battery Cartridges | 118 | 100.3
APCRBC159 | APC Replacement Battery Cartridge #159 |  |  | REPLACEMENT BATTERIES | Uninterruptible Power Supply (UPS) | Replacement Battery Cartridges | 425 | 361.25
APCRBC160 | APC Replacement Battery Cartridge #160 |  |  | REPLACEMENT BATTERIES | Uninterruptible Power Supply (UPS) | Replacement Battery Cartridges | 127 | 107.95
APCRBC161 | APC Replacement Battery Cartridge #161 |  |  | REPLACEMENT BATTERIES | Uninterruptible Power Supply (UPS) | Replacement Battery Cartridges | 133 | 113.05
APCRBC162 | APC Replacement Battery Cartridge #162 |  |  | REPLACEMENT BATTERIES | Uninterruptible Power Supply (UPS) | Replacement Battery Cartridges | 133 | 113.05
APCRBC163 | APC Replacement Battery Cartridge #163 |  |  | REPLACEMENT BATTERIES | Uninterruptible Power Supply (UPS) | Replacement Battery Cartridges | 146 | 124.1
APCRBC164 | APC Replacement Battery Cartridge #164 | 12 DC |  | REPLACEMENT BATTERIES | Uninterruptible Power Supply (UPS) | Replacement Battery Cartridges | 133 | 113.05
APCRBC165 | APC Replacement Battery Cartridge #165 | 12 DC |  | REPLACEMENT BATTERIES | Uninterruptible Power Supply (UPS) | Replacement Battery Cartridges | 133 | 113.05
APCRBC166 | APC Replacement Battery Cartridge #166 | 12 DC |  | REPLACEMENT BATTERIES | Uninterruptible Power Supply (UPS) | Replacement Battery Cartridges | 133 | 113.05
APCRBC216 | APC Replacement Battery Cartridge 216 with 2 Year Warranty |  | 24 DC | REPLACEMENT BATTERIES | Uninterruptible Power Supply (UPS) | Replacement Battery Cartridges | 153 | 130.05
APCRBCV200 | APC Replacement Battery Cartridge #200 |  | 24 DC | REPLACEMENT BATTERIES | Uninterruptible Power Supply (UPS) | Replacement Battery Cartridges | 158 | 134.3
APCRBCV201 | APC Replacement Battery Cartridge #201 |  | 48 DC | REPLACEMENT BATTERIES | Uninterruptible Power Supply (UPS) | Replacement Battery Cartridges | 297 | 252.45
APCRBCV202 | APC Replacement Battery Cartridge #202 |  |  | REPLACEMENT BATTERIES | Uninterruptible Power Supply (UPS) | Replacement Battery Cartridges | 427 | 362.95
APCRBCV203 | APC Replacement Battery Cartridge #203 |  | 24 DC | REPLACEMENT BATTERIES | Uninterruptible Power Supply (UPS) | Replacement Battery Cartridges | 140 | 119
APCRBCV204 | APC Replacement Battery Cartridge #204 |  | 48 DC | REPLACEMENT BATTERIES | Uninterruptible Power Supply (UPS) | Replacement Battery Cartridges | 251 | 213.35
APCRBCV205 | APC Replacement Battery Cartridge #205 |  |  | REPLACEMENT BATTERIES | Uninterruptible Power Supply (UPS) | Replacement Battery Cartridges | 362 | 307.7
APCRBCV206 | APC Replacement Battery Cartridge #206 |  | 24 DC | REPLACEMENT BATTERIES | Uninterruptible Power Supply (UPS) | Replacement Battery Cartridges | 121 | 102.85
APCRBCV207 | APC Replacement Battery Cartridge #207 |  | 24 DC | REPLACEMENT BATTERIES | Uninterruptible Power Supply (UPS) | Replacement Battery Cartridges | 145 | 123.25
APCRBCV208 | APC Replacement Battery Cartridge #208 |  | 48 DC | REPLACEMENT BATTERIES | Uninterruptible Power Supply (UPS) | Replacement Battery Cartridges | 251 | 213.35
APCRBCV209 | APC Replacement Battery Cartridge #209 |  | 48 DC | REPLACEMENT BATTERIES | Uninterruptible Power Supply (UPS) | Replacement Battery Cartridges | 288 | 244.8
APCRBCV210 | APC Replacement Battery Cartridge #210 |  | 12 DC | REPLACEMENT BATTERIES | Uninterruptible Power Supply (UPS) | Replacement Battery Cartridges | 47 | 39.95
APCRBCV211 | APC Replacement Battery Cartridge #211 |  | 12 DC | REPLACEMENT BATTERIES | Uninterruptible Power Supply (UPS) | Replacement Battery Cartridges | 56 | 47.6
APCRBCV212 | APC Replacement Battery Cartridge #212 |  | 12 DC | REPLACEMENT BATTERIES | Uninterruptible Power Supply (UPS) | Replacement Battery Cartridges | 73 | 62.05
RBC2 | APC Replacement Battery Cartridge #2 |  |  | REPLACEMENT BATTERIES | Uninterruptible Power Supply (UPS) | Replacement Battery Cartridges | 83 | 70.55
RBC3 | APC Replacement Battery Cartridge #3 |  |  | REPLACEMENT BATTERIES | Uninterruptible Power Supply (UPS) | Replacement Battery Cartridges | 146 | 124.1
RBC4 | APC Replacement Battery Cartridge #4 |  |  | REPLACEMENT BATTERIES | Uninterruptible Power Supply (UPS) | Replacement Battery Cartridges | 130 | 110.5
RBC5 | APC Replacement Battery Cartridge #5 |  |  | REPLACEMENT BATTERIES | Uninterruptible Power Supply (UPS) | Replacement Battery Cartridges | 138 | 117.3
RBC6 | APC Replacement Battery Cartridge #6 |  |  | REPLACEMENT BATTERIES | Uninterruptible Power Supply (UPS) | Replacement Battery Cartridges | 309 | 262.65
RBC7 | APC Replacement Battery Cartridge #7 |  |  | REPLACEMENT BATTERIES | Uninterruptible Power Supply (UPS) | Replacement Battery Cartridges | 318 | 270.3
RBC8 | APC Replacement Battery Cartridge #8 |  |  | REPLACEMENT BATTERIES | Uninterruptible Power Supply (UPS) | Replacement Battery Cartridges | 389 | 330.65
RBC9 | APC Replacement Battery Cartridge #9 |  |  | REPLACEMENT BATTERIES | Uninterruptible Power Supply (UPS) | Replacement Battery Cartridges | 192 | 163.2
RBC11 | APC Replacement Battery Cartridge #11 |  |  | REPLACEMENT BATTERIES | Uninterruptible Power Supply (UPS) | Replacement Battery Cartridges | 646 | 549.1
RBC12 | APC Replacement Battery Cartridge #12 |  |  | REPLACEMENT BATTERIES | Uninterruptible Power Supply (UPS) | Replacement Battery Cartridges | 683 | 580.55
RBC13 | APC Replacement Battery Cartridge #13 |  |  | REPLACEMENT BATTERIES | Uninterruptible Power Supply (UPS) | Replacement Battery Cartridges | 2085 | 1772.25
RBC14 | APC Replacement Battery Cartridge #14 |  |  | REPLACEMENT BATTERIES | Uninterruptible Power Supply (UPS) | Replacement Battery Cartridges | 2090 | 1776.5
RBC17 | APC Replacement Battery Cartridge #17 |  |  | REPLACEMENT BATTERIES | Uninterruptible Power Supply (UPS) | Replacement Battery Cartridges | 83 | 70.55
RBC18 | APC Replacement Battery Cartridge #18 |  |  | REPLACEMENT BATTERIES | Uninterruptible Power Supply (UPS) | Replacement Battery Cartridges | 242 | 205.7
RBC22 | APC Replacement Battery Cartridge #22 |  |  | REPLACEMENT BATTERIES | Uninterruptible Power Supply (UPS) | Replacement Battery Cartridges | 398 | 338.3
RBC23 | APC Replacement Battery Cartridge #23 |  |  | REPLACEMENT BATTERIES | Uninterruptible Power Supply (UPS) | Replacement Battery Cartridges | 530 | 450.5
RBC24 | APC Replacement Battery Cartridge #24 |  |  | REPLACEMENT BATTERIES | Uninterruptible Power Supply (UPS) | Replacement Battery Cartridges | 641 | 544.85
RBC24J | APC Replacement Battery Cartridge #24J |  |  | REPLACEMENT BATTERIES | Uninterruptible Power Supply (UPS) | Replacement Battery Cartridges | 709 | 602.65
RBC25 | APC Replacement Battery Cartridge #25 |  |  | REPLACEMENT BATTERIES | Uninterruptible Power Supply (UPS) | Replacement Battery Cartridges | 782 | 664.7
RBC26 | APC Replacement Battery Cartridge #26 |  |  | REPLACEMENT BATTERIES | Uninterruptible Power Supply (UPS) | Replacement Battery Cartridges | 440 | 374
RBC27 | APC Replacement Battery Cartridge #27 |  |  | REPLACEMENT BATTERIES | Uninterruptible Power Supply (UPS) | Replacement Battery Cartridges | 760 | 646
RBC29 | APC Replacement Battery Cartridge #29 |  |  | REPLACEMENT BATTERIES | Uninterruptible Power Supply (UPS) | Replacement Battery Cartridges | 83 | 70.55
RBC30 | APC Replacement Battery Cartridge #30 |  |  | REPLACEMENT BATTERIES | Uninterruptible Power Supply (UPS) | Replacement Battery Cartridges | 81 | 68.85
RBC31 | APC Replacement Battery Cartridge #31 |  |  | REPLACEMENT BATTERIES | Uninterruptible Power Supply (UPS) | Replacement Battery Cartridges | 482 | 409.7
RBC32 | APC Replacement Battery Cartridge #32 |  |  | REPLACEMENT BATTERIES | Uninterruptible Power Supply (UPS) | Replacement Battery Cartridges | 142 | 120.7
RBC33 | APC Replacement Battery Cartridge #33 |  |  | REPLACEMENT BATTERIES | Uninterruptible Power Supply (UPS) | Replacement Battery Cartridges | 175 | 148.75
RBC34 | APC Replacement Battery Cartridge #34 |  |  | REPLACEMENT BATTERIES | Uninterruptible Power Supply (UPS) | Replacement Battery Cartridges | 461 | 391.85
RBC35 | APC Replacement Battery Cartridge #35 |  |  | REPLACEMENT BATTERIES | Uninterruptible Power Supply (UPS) | Replacement Battery Cartridges | 67 | 56.95
RBC40 | APC Replacement Battery 12V-7AH |  |  | REPLACEMENT BATTERIES | Uninterruptible Power Supply (UPS) | Replacement Battery Cartridges | 72 | 61.2
RBC43 | APC Replacement Battery Cartridge #43 |  |  | REPLACEMENT BATTERIES | Uninterruptible Power Supply (UPS) | Replacement Battery Cartridges | 744 | 632.4
RBC46 | APC Replacement Battery Cartridge #46 |  |  | REPLACEMENT BATTERIES | Uninterruptible Power Supply (UPS) | Replacement Battery Cartridges | 104 | 88.4
RBC47 | APC Replacement Battery Cartridge #47 |  |  | REPLACEMENT BATTERIES | Uninterruptible Power Supply (UPS) | Replacement Battery Cartridges | 59 | 50.15
RBC48 | APC Replacement Battery Cartridge #48 |  |  | REPLACEMENT BATTERIES | Uninterruptible Power Supply (UPS) | Replacement Battery Cartridges | 191 | 162.35
RBC55 | APC Replacement Battery Cartridge #55 |  |  | REPLACEMENT BATTERIES | Uninterruptible Power Supply (UPS) | Replacement Battery Cartridges | 654 | 555.9
RBC57 | APC Replacement Battery Cartridge #57 |  |  | REPLACEMENT BATTERIES | Uninterruptible Power Supply (UPS) | Replacement Battery Cartridges | 542 | 460.7
RBC59 | APC Replacement Battery Cartridge #59 |  |  | REPLACEMENT BATTERIES | Uninterruptible Power Supply (UPS) | Replacement Battery Cartridges | 272 | 231.2
RBC63 | APC Replacement Battery Cartridge #63 |  |  | REPLACEMENT BATTERIES | Uninterruptible Power Supply (UPS) | Replacement Battery Cartridges | 286 | 243.1
RBCV181-LI | LI Replacement Battery Cartridge #181 LI |  |  | REPLACEMENT BATTERIES | Uninterruptible Power Supply (UPS) | Replacement Battery Cartridges | 1115 | 947.75
RBCV182-LI | LI Replacement Battery Cartridge #182 LI |  |  | REPLACEMENT BATTERIES | Uninterruptible Power Supply (UPS) | Replacement Battery Cartridges | 1855 | 1576.75
RBCV183-LI | LI Replacement Battery Cartridge #183 LI |  |  | REPLACEMENT BATTERIES | Uninterruptible Power Supply (UPS) | Replacement Battery Cartridges | 2785 | 2367.25

## Biamp
Part Number | Short Description | US MSRP | Contract Price
911.0693.900 | Apprimo TEC-X 1000 Black | 672 | 436.8
911.0692.900 | Apprimo TEC-X 1000 White | 672 | 436.8
911.0869.900 | Apprimo TEC-X 2000 Black | 606 | 393.9
911.0862.900 | Apprimo TEC-X 2000 White | 606 | 393.9
911.1842.900 | Apprimo TEC-X-TM Black | 244 | 158.6
911.1843.900 | Apprimo TEC-X-TM White | 244 | 158.6
910.1873.000 | Apprimo Touch 10 | 1930 | 1254.5
910.1874.900 | Apprimo Touch 4 | 992 | 644.8
910.1871.000 | Apprimo Touch 7 Black | 1380 | 897
910.1872.000 | Apprimo Touch 7 White | 1380 | 897
910.1898.900 | Apprimo Touch 8i | 2420 | 1573
909.0096.900 | Apprimo Touch 8-WMA | 244 | 158.6
909.0125.900 | Apprimo Touch 8-WMC | 244 | 158.6
909.0097.900 | Apprimo Touch 8-WMF | 244 | 158.6
909.0127.900 | Apprimo Touch 8-WML | 244 | 158.6
909.0083.900 | Apprimo TP-AG10 | 550 | 357.5
909.0084.900 | Apprimo TP-AG4 | 308 | 200.2
909.0410.900 | Apprimo TP-AG7 | 430 | 279.5
910.0115.900 | Apprimo TP-TS | 308 | 200.2
911.0826.900 | AE-BB-B | 32 | 20.8
911.0827.900 | AE-BB-W | 32 | 20.8
911.0828.900 | AE-UB-B | 32 | 20.8
911.0829.900 | AE-UB-W | 32 | 20.8
911.0872.900 | CADDY CLIP KIT | 4 | 2.6
424.0167.900 | CC-100-B | 222 | 144.3
424.0168.900 | CC-100-W | 204 | 132.6
424.0165.900 | CC-10-B | 52 | 33.8
424.0166.900 | CC-10-W | 42 | 27.3
424.0172.900 | CC-25-B | 42 | 27.3
424.0173.900 | CC-25-W | 34 | 22.1
424.0174.900 | CC-30-B | 176 | 114.4
424.0175.900 | CC-30-W | 148 | 96.2
424.0176.900 | CC-50-B | 132 | 85.8
424.0177.900 | CC-50-W | 128 | 83.2
424.0178.900 | CC-75-B | 172 | 111.8
424.0179.900 | CC-75-W | 160 | 104
424.0180.900 | CC-AE-400-PC | 1078 | 700.7
424.0181.900 | CC-BMC | 54 | 35.1
911.0873.900 | CCEA | 6 | 3.9
911.0874.900 | CCEA-98 | 6 | 3.9
911.0695.900 | CCM-1 | 486 | 315.9
368.0302.900 | DM | 16 | 10.4
520.0017.900 | DRB-1 | 32 | 20.8
911.0875.900 | DRB-1 KIT | 48 | 31.2
911.0803.900 | DS1042 | 1376 | 894.4
911.0804.900 | DS1092 | 2256 | 1466.4
911.0833.900 | DS11x12 | 216 | 140.4
911.0806.900 | DS1320-B-4 | 606 | 393.9
911.0807.900 | DS1320-W-4 | 606 | 393.9
911.0708.900 | DS1339B | 116 | 75.4
911.0709.900 | DS1339W | 116 | 75.4
911.0712.900 | DS1357B | 116 | 75.4
911.0713.900 | DS1357W | 116 | 75.4
911.0836.900 | DS1375 | 144 | 93.6
911.0840.900 | DS1390 | 116 | 75.4
911.0876.900 | DS1390B | 200 | 130
911.0841.900 | DS1398 | 116 | 75.4
911.0877.900 | DS1398B | 200 | 130
911.0844.900 | DS2022 | 78 | 50.7
911.0808.900 | DS2400 | 342 | 222.3
911.0809.900 | DS2408 | 474 | 308.1
911.0810.900 | DS2500 | 298 | 193.7
911.0811.900 | DS2508 | 680 | 442
911.0815.900 | DS2530 | 394 | 256.1
911.0878.900 | DS2600 | 11552 | 7508.8
911.0816.900 | DS2610 | 256 | 166.4
911.0817.900 | DS2620 | 78 | 50.7
911.0818.900 | DS3002 | 1872 | 1216.8
911.0802.900 | DS-CP8201 | 297 | 193.05
911.0845.900 | DSLG22 | 638 | 414.7
911.0849.900 | DSMSK1 | 308 | 200.2
650.0100.900 | DSPC1 | 8 | 5.2
650.0101.900 | DSPC7 | 28 | 18.2
415.0050.900 | DSPC-B | 2 | 1.3
415.0052.900 | DSPC-W | 2 | 1.3
415.0053.900 | DSPC-Y | 2 | 1.3
911.0716.900 | DSPoE24 | 627 | 407.55
702.0030.900 | DSPP24 | 174 | 113.1
911.0850.900 | DSQC-10 | 108 | 70.2
911.0880.900 | DSRMP-1 | 182 | 118.3
911.0881.900 | DSRMP-2 | 286 | 185.9
911.0882.900 | DSRMP-3 | 398 | 258.7
911.0883.900 | DSRMP-4 | 508 | 330.2
911.0884.900 | DSRMP-5 | 606 | 393.9
911.0885.900 | DSRMP-6 | 716 | 465.4
911.0886.900 | DSRMP-7 | 826 | 536.9
911.0887.900 | DSRMP-8 | 936 | 608.4
552.0204.900 | DSSD1-BR12 | 36 | 23.4
552.0205.900 | DSSD1-BR16 | 36 | 23.4
552.0206.900 | DSSD1-BR24 | 36 | 23.4
449.0060.900 | DSSD1-TI | 440 | 286
911.0852.900 | DSSSB-4 | 86 | 55.9
911.0888.900 | DSTS10POE | 2585 | 1680.25
911.0853.900 | DSVC-1 | 108 | 70.2
911.0889.900 | E-A-B-16-4 | 594 | 386.1
911.0890.900 | E-A-B-25-4 | 672 | 436.8
911.0891.900 | E-A-B-30-4 | 694 | 451.1
911.0893.900 | E-A-W-16-4 | 550 | 357.5
911.0894.900 | E-A-W-25-4 | 584 | 379.6
911.0895.900 | E-A-W-30-4 | 650 | 422.5
368.0300.900 | EC-B | 12 | 7.8
368.0301.900 | EC-W | 10 | 6.5
911.0896.900 | E-P-B-16-4 | 650 | 422.5
911.0897.900 | E-P-B-25-4 | 750 | 487.5
911.0898.900 | E-P-B-30-4 | 750 | 487.5
911.0899.900 | E-P-W-16-4 | 628 | 408.2
911.0900.900 | E-P-W-25-4 | 660 | 429
911.0901.900 | E-P-W-30-4 | 728 | 473.2
322.0482.900 | FCC-1 | 20 | 13
552.0208.900 | HS-ACT | 42 | 27.3
552.0209.900 | HS-DW | 42 | 27.3
911.1966.900 | NMS-NG10GPX-AVB | 2600 | 1690
911.1808.900 | NPX G1040 | 1705 | 1108.25
911.1839.900 | NPX G1100 | 1815 | 1179.75
911.1840.900 | NPX H1040 | 1705 | 1108.25
911.1841.900 | NPX H1100 | 1815 | 1179.75
330.0050.900 | PI-AE | 182 | 118.3
911.0962.900 | PM-B | 138 | 89.7
911.0963.900 | PM-W | 138 | 89.7
330.0051.900 | PS-3 | 116 | 75.4
330.0057.900 | PS-4 | 116 | 75.4
330.0061.900 | PS-AE-3 | 716 | 465.4
911.0823.900 | Qt 100 | 1156 | 751.4
911.0078.900 | Qt X 300 | 2800 | 1820
911.0218.900 | Qt X 300D | 3000 | 1950
911.0069.900 | Qt X 600 | 3600 | 2340
911.0217.900 | Qt X 600D | 3900 | 2535
911.0216.900 | Qt X 800 | 1200 | 780
911.0220.900 | Qt X 800D | 1400 | 910
911.0085.900 | Qt X 805 | 2800 | 1820
911.0219.900 | Qt X 805D | 3000 | 1950
909.1846.900 | Qt X PLMT-KT | 74 | 48.1
911.1847.900 | Qt X PWR-KT-48V | 150 | 97.5
909.1845.900 | Qt X RMT-KT | 74 | 48.1
909.1844.900 | Qt X WMT-KT | 74 | 48.1
| Qt-CC | 0 | 0
911.0714.900 | QT-CRE | 3632 | 2360.8
911.0825.900 | QT-HCE | 3632 | 2360.8
911.0861.900 | QT-RC2 | 270 | 175.5
911.0969.900 | QT-RC3 | 270 | 175.5
310.0200.900 | SP-1-2 | 52 | 33.8
310.0201.900 | SP-1-4 | 64 | 41.6
330.0071.900 | SQT-1 | 330 | 214.5
911.0863.900 | SQT-E | 122 | 79.3
911.1519.900 | ACPL | 76 | 49.4
911.1520.900 | ACPR | 76 | 49.4
911.1521.900 | ALINP | 200 | 130
911.1887.900 | AMP-D225H | 550 | 357.5
911.1526.900 | BBI1 | 5 | 3.25
911.1527.900 | BBI2 | 10 | 6.5
911.0671.900 | BUZZ19 | 12 | 7.8
911.0672.900 | BUZZSTOP-MKIII | 74 | 48.1
911.1537.900 | CHAMP-4 | 778 | 505.7
911.1538.900 | CM1008 | 76 | 49.4
911.1539.900 | CM1008-BL | 76 | 49.4
911.1540.900 | CM1008D | 84 | 54.6
910.0313.900 | CM10TB White | 140 | 91
911.1541.900 | CM20DT | 92 | 59.8
911.1542.900 | CM20T | 80 | 52
911.1543.900 | CM20T-BL | 80 | 52
911.1544.900 | CM3T | 36 | 23.4
911.1545.900 | CM3T-BL | 36 | 23.4
911.1546.900 | CM4 | 60 | 39
911.1547.900 | CM4-BL | 60 | 39
911.1548.900 | CM4T | 40 | 26
911.1549.900 | CM4T-BL | 40 | 26
911.1551.900 | CM608 | 58 | 37.7
911.1552.900 | CM608-BL | 58 | 37.7
911.1553.900 | CM608D | 58 | 37.7
911.1554.900 | CM6E | 40 | 26
911.1556.900 | CM6T | 66 | 42.9
911.1557.900 | CM6T-BL | 66 | 42.9
911.1560.900 | CMAR5T-W | 132 | 85.8
911.1561.900 | CMAR5-W | 82 | 53.3
911.1562.900 | CMAR6T-W | 160 | 104
911.1563.900 | CMAR6-W | 106 | 68.9
911.1564.900 | CMAR8T-W | 200 | 130
911.1565.900 | CMAR8-W | 144 | 93.6
911.1566.900 | CMBB | 32 | 20.8
911.1583.900 | CMSUB8 | 160 | 104
911.1584.900 | CMX20DT | 106 | 68.9
911.1585.900 | CMX20T | 94 | 61.1
911.1586.900 | CMX20T-BL | 94 | 61.1
911.0670.900 | D-ALINP | 200 | 130
910.0312.900 | DC220T White | 190 | 123.5
911.0669.900 | D-DIWAC | 194 | 126.1
911.1607.900 | DIWAC | 176 | 114.4
911.0673.900 | D-MODON | 16 | 10.4
911.0666.900 | D-VOL120 | 80 | 52
911.0667.900 | D-VOL30 | 44 | 28.6
911.0668.900 | D-VOL60 | 64 | 41.6
910.0125.900 | EasyConnect EC-CBL-BG | 112 | 72.8
910.0120.900 | EasyConnect EC-P-CH | 882 | 573.3
910.0118.900 | EasyConnect EC-P-DK | 882 | 573.3
910.0117.900 | EasyConnect EC-P-EU | 882 | 573.3
910.0124.900 | EasyConnect EC-PKP-CH | 882 | 573.3
910.0122.900 | EasyConnect EC-PKP-DK | 882 | 573.3
910.0121.900 | EasyConnect EC-PKP-EU | 882 | 573.3
910.0123.900 | EasyConnect EC-PKP-UNI | 882 | 573.3
910.0119.900 | EasyConnect EC-P-UNI | 882 | 573.3
910.0126.900 | EasyConnect MC1 | 166 | 107.9
911.1608.900 | E-MODIN | 8 | 5.2
911.1609.900 | E-MODON | 16 | 10.4
911.1622.900 | E-VOL120 | 76 | 49.4
911.1623.900 | E-VOL20 | 26 | 16.9
911.1624.900 | E-VOL40 | 44 | 28.6
911.1625.900 | E-VOL60 | 62 | 40.3
911.1626.900 | E-VOLST | 92 | 59.8
911.1627.900 | H10-G | 80 | 52
911.1628.900 | H20-G | 100 | 65
911.1629.900 | H30LT-G | 120 | 78
911.1630.900 | HM25-G | 150 | 97.5
911.1631.900 | IMPMET | 286 | 185.9
911.0659.900 | MA120 | 562 | 365.3
911.0660.900 | MA240 | 904 | 587.6
911.0661.900 | MA30 | 330 | 214.5
911.0674.900 | MA3060-19 | 34 | 22.1
911.1639.900 | MA35-19 | 16 | 10.4
911.0662.900 | MA60 | 442 | 287.3
911.1640.900 | MA65 | 474 | 308.1
911.1419.900 | MDS.CHAIR | 288 | 187.2
911.1420.900 | MDS.DEL | 248 | 161.2
911.1421.900 | MDS.INT | 182 | 118.3
911.0663.900 | MICPAT-2 | 188 | 122.2
911.0664.900 | MICPAT-4 | 606 | 393.9
911.0665.900 | MICPAT-D | 132 | 85.8
911.1423.900 | MP16-G | 88 | 57.2
911.1424.900 | MP26-G | 116 | 75.4
911.1425.900 | MPBD20-G | 154 | 100.1
911.1426.900 | MPH31-G | 122 | 79.3
911.1427.900 | MPLT32-G | 352 | 228.8
911.1428.900 | MPLT62-G | 400 | 260
911.1429.900 | NETKIT-IR | 254 | 165.1
911.1430.900 | NETKIT-RS | 254 | 165.1
911.1431.900 | N-MODIN | 6 | 3.9
911.1435.900 | OVO3-BL | 60 | 39
911.1436.900 | OVO3T-BL | 80 | 52
911.1437.900 | OVO3T-W | 80 | 52
911.1438.900 | OVO3-W | 60 | 39
911.1439.900 | OVO5-BL | 94 | 61.1
911.1440.900 | OVO5P-BL | 232 | 150.8
911.1441.900 | OVO5P-W | 232 | 150.8
911.1442.900 | OVO5T-BL | 120 | 78
911.1443.900 | OVO5T-W | 120 | 78
911.1444.900 | OVO5-W | 94 | 61.1
911.1446.900 | OVO8P-BL | 298 | 193.7
911.1447.900 | OVO8P-W | 298 | 193.7
911.1448.900 | OVO8T-BL | 226 | 146.9
911.1449.900 | OVO8T-W | 226 | 146.9
911.1450.900 | OVO8-W | 200 | 130
911.1451.900 | PA2240BP | 1266 | 822.9
911.1452.900 | PA240P | 816 | 530.4
911.1453.900 | PC1000RMKII | 330 | 214.5
911.1454.900 | PCD-REM | 38 | 24.7
911.1455.900 | PCR3000RMKIII | 638 | 414.7
911.1888.900 | PM4100 | 550 | 357.5
911.0649.900 | PREZONE1 | 552 | 358.8
911.0650.900 | PREZONE2 | 950 | 617.5
911.0651.900 | REVAMP1120T | 616 | 400.4
911.1468.900 | REVAMP1680 | 1926 | 1251.9
911.0652.900 | REVAMP2060T | 616 | 400.4
911.0653.900 | REVAMP2120T | 704 | 457.6
911.0654.900 | REVAMP2150 | 574 | 373.1
911.1469.900 | REVAMP2250 | 638 | 414.7
911.1470.900 | REVAMP2600 | 848 | 551.2
911.0655.900 | REVAMP4100 | 716 | 465.4
911.0656.900 | REVAMP4120T | 1432 | 930.8
911.0657.900 | REVAMP4240T | 1816 | 1180.4
911.0658.900 | REVAMP8250 | 1596 | 1037.4
911.1471.900 | RJ45SPLIT | 84 | 54.6
910.0116.900 | RMS-1 | 244 | 158.6
911.1472.900 | ROCK20 | 204 | 132.6
911.1473.900 | ROCK608 | 176 | 114.4
911.1474.900 | SDQ5P-BL | 210 | 136.5
911.1475.900 | SDQ5PIR-BL | 248 | 161.2
911.1476.900 | SDQ5PIR-REM | 22 | 14.3
911.1477.900 | SDQ5PIR-W | 248 | 161.2
911.1478.900 | SDQ5P-W | 210 | 136.5
911.1481.900 | SM6V-W | 74 | 48.1
911.1482.900 | SM6-W | 36 | 23.4
911.1483.900 | SMB6-G | 44 | 28.6
911.1484.900 | SMB6V-G | 84 | 54.6
909.0905.900 | SPA-GSQ100 | 485 | 315.25
911.1487.900 | SPH16 | 104 | 67.6
911.1488.900 | SPH20 | 122 | 79.3
911.0634.900 | SQGR | 44 | 28.6
911.1498.900 | T20 | 22 | 14.3
911.1499.900 | T20IP | 54 | 35.1
911.1500.900 | T60 | 42 | 27.3
911.1882.900 | USB 200 | 276 | 179.4
911.1513.900 | ZONE4 | 1150 | 747.5
911.1514.900 | ZONE4R | 172 | 111.8
911.1350.900 | AFC200 | 194 | 126.1
911.0258.900 | ALC-1604AN | 5600 | 3640
911.1351.900 | ALC-1604D | 5700 | 3705
911.0259.900 | ALC-3202AN | 4840 | 3146
911.1352.900 | ALC-3202D | 5000 | 3250
911.0260.900 | ALC-404AN | 3522 | 2289.3
911.1353.900 | ALC-404D | 3600 | 2340
911.1354.900 | BAND100FT | 486 | 315.9
911.1355.900 | BFR22HB | 464 | 301.6
911.1356.900 | BFR22HW | 464 | 301.6
911.1357.900 | BFR22VB | 376 | 244.4
911.1358.900 | BFR22VW | 376 | 244.4
911.1368.900 | CMKIT | 80 | 52
911.1369.900 | CMKITW | 80 | 52
911.1374.900 | DFSB | 464 | 301.6
911.1375.900 | DFSW | 464 | 301.6
911.1376.900 | DVS-BFR22B | 694 | 451.1
911.1377.900 | DVS-BFR22W | 694 | 451.1
911.0983.900 | HAB3-BFR38B | 1014 | 659.1
911.0984.900 | HAB3-BFR38W | 1014 | 659.1
911.0985.900 | HAB-BFR38B | 838 | 544.7
911.0986.900 | HAB-BFR38W | 838 | 544.7
911.0987.900 | HSB3-BFR22B | 1266 | 822.9
911.0988.900 | HSB3-BFR22W | 1266 | 822.9
911.0989.900 | HSB3-SBR54B | 1762 | 1145.3
911.0990.900 | HSB3-SBR54W | 1762 | 1145.3
911.0991.900 | HSB-BFR22B | 1156 | 751.4
911.0992.900 | HSB-BFR22W | 1156 | 751.4
911.0993.900 | HSB-SBR54B | 1652 | 1073.8
911.0994.900 | HSB-SBR54W | 1652 | 1073.8
911.0995.900 | HVS3B | 728 | 473.2
911.0996.900 | HVS3W | 728 | 473.2
911.0997.900 | HVSB | 638 | 414.7
911.0998.900 | HVSW | 638 | 414.7
911.0999.900 | IAF40B | 606 | 393.9
911.1000.900 | IAF40W | 606 | 393.9
911.1001.900 | IAF55B | 694 | 451.1
911.1002.900 | IAF55W | 694 | 451.1
911.1003.900 | IC6-1062/00B | 1320 | 858
911.1004.900 | IC6-1062/00W | 1320 | 858
911.1005.900 | IC6-1062T00B | 1432 | 930.8
911.1006.900 | IC6-1062T00W | 1432 | 930.8
911.1007.900 | IC6-1062WR00 | 1500 | 975
911.1008.900 | IC6-1062WT00 | 1600 | 1040
911.1009.900 | IC6-1082/26B | 1706 | 1108.9
911.1010.900 | IC6-1082/26W | 1706 | 1108.9
911.1011.900 | IC6-1082/96B | 1706 | 1108.9
911.1012.900 | IC6-1082/96W | 1706 | 1108.9
911.1013.900 | IC6-1082T26B | 1816 | 1180.4
911.1014.900 | IC6-1082T26W | 1816 | 1180.4
911.1015.900 | IC6-1082T96B | 1816 | 1180.4
911.1016.900 | IC6-1082T96W | 1816 | 1180.4
911.1017.900 | IC6-1082WR26 | 2000 | 1300
911.1018.900 | IC6-1082WR96 | 2000 | 1300
911.1019.900 | IC6-1082WT26 | 2100 | 1365
911.1020.900 | IC6-1082WT96 | 2100 | 1365
911.1021.900 | IC6-2082/26B | 2200 | 1430
911.1022.900 | IC6-2082/26W | 2200 | 1430
911.1023.900 | IC6-2082/96B | 2200 | 1430
911.1024.900 | IC6-2082/96W | 2200 | 1430
911.1025.900 | IC6-2082T26B | 2310 | 1501.5
911.1026.900 | IC6-2082T26W | 2310 | 1501.5
911.1027.900 | IC6-2082T96B | 2310 | 1501.5
911.1028.900 | IC6-2082T96W | 2310 | 1501.5
911.1029.900 | IC6-2082WR26 | 2700 | 1755
911.1030.900 | IC6-2082WR96 | 2700 | 1755
911.1031.900 | IC6-2082WT26 | 2800 | 1820
911.1032.900 | IC6-2082WT96 | 2800 | 1820
911.1033.900 | IP6-1122/26B | 2586 | 1680.9
911.1034.900 | IP6-1122/26W | 2586 | 1680.9
911.1035.900 | IP6-1122/64B | 2586 | 1680.9
911.1036.900 | IP6-1122/64W | 2586 | 1680.9
911.1037.900 | IP6-1122/66B | 2586 | 1680.9
911.1038.900 | IP6-1122/66W | 2586 | 1680.9
911.1039.900 | IP6-1122/94B | 2586 | 1680.9
911.1040.900 | IP6-1122/94W | 2586 | 1680.9
911.1041.900 | IP6-1122/96B | 2586 | 1680.9
911.1042.900 | IP6-1122/96W | 2586 | 1680.9
911.1043.900 | IP6-1122/99B | 2586 | 1680.9
911.1044.900 | IP6-1122/99W | 2586 | 1680.9
911.1045.900 | IP6-1122/xx-CTO | CALL FOR QUOTE | CALL FOR QUOTE
911.1046.900 | IP6-1122WR26 | 3900 | 2535
911.1047.900 | IP6-1122WR64 | 3900 | 2535
911.1048.900 | IP6-1122WR66 | 3900 | 2535
911.1049.900 | IP6-1122WR94 | 3900 | 2535
911.1050.900 | IP6-1122WR96 | 3900 | 2535
911.1051.900 | IP6-1122WR99 | 3900 | 2535
911.1052.900 | IP6-1152/26B | 2862 | 1860.3
911.1053.900 | IP6-1152/26W | 2862 | 1860.3
911.1054.900 | IP6-1152/64B | 2862 | 1860.3
911.1055.900 | IP6-1152/64W | 2862 | 1860.3
911.1056.900 | IP6-1152/66B | 2862 | 1860.3
911.1057.900 | IP6-1152/66W | 2862 | 1860.3
911.1058.900 | IP6-1152/94B | 2862 | 1860.3
911.1059.900 | IP6-1152/94W | 2862 | 1860.3
911.1060.900 | IP6-1152/96B | 2862 | 1860.3
911.1061.900 | IP6-1152/96W | 2862 | 1860.3
911.1062.900 | IP6-1152/99B | 2862 | 1860.3
911.1063.900 | IP6-1152/99W | 2862 | 1860.3
911.1064.900 | IP6-1152/xx-CTO | CALL FOR QUOTE | CALL FOR QUOTE
911.1065.900 | IP6-1152WR26 | 4300 | 2795
911.1066.900 | IP6-1152WR64 | 4300 | 2795
911.1067.900 | IP6-1152WR66 | 4300 | 2795
911.1068.900 | IP6-1152WR94 | 4300 | 2795
911.1069.900 | IP6-1152WR96 | 4300 | 2795
911.1070.900 | IP6-1152WR99 | 4300 | 2795
911.1071.900 | IP8-1122/26B | 3412 | 2217.8
911.1072.900 | IP8-1122/26W | 3412 | 2217.8
911.1073.900 | IP8-1122/64B | 3412 | 2217.8
911.1074.900 | IP8-1122/64W | 3412 | 2217.8
911.1075.900 | IP8-1122/66B | 3412 | 2217.8
911.1076.900 | IP8-1122/66W | 3412 | 2217.8
911.1077.900 | IP8-1122/94B | 3412 | 2217.8
911.1078.900 | IP8-1122/94W | 3412 | 2217.8
911.1079.900 | IP8-1122/96B | 3412 | 2217.8
911.1080.900 | IP8-1122/96W | 3412 | 2217.8
911.1081.900 | IP8-1122/99B | 3412 | 2217.8
911.1082.900 | IP8-1122/99W | 3412 | 2217.8
911.1083.900 | IP8-1122/xx-CTO | CALL FOR QUOTE | CALL FOR QUOTE
911.1084.900 | IP8-1122WR26 | 4600 | 2990
911.1085.900 | IP8-1122WR64 | 4600 | 2990
911.1086.900 | IP8-1122WR66 | 4600 | 2990
911.1087.900 | IP8-1122WR94 | 4600 | 2990
911.1088.900 | IP8-1122WR96 | 4600 | 2990
911.1089.900 | IP8-1122WR99 | 4600 | 2990
911.1090.900 | IP8-1152/26B | 3632 | 2360.8
911.1091.900 | IP8-1152/26W | 3632 | 2360.8
911.1092.900 | IP8-1152/64B | 3632 | 2360.8
911.1093.900 | IP8-1152/64W | 3632 | 2360.8
911.1094.900 | IP8-1152/66B | 3632 | 2360.8
911.1095.900 | IP8-1152/66W | 3632 | 2360.8
911.1096.900 | IP8-1152/94B | 3632 | 2360.8
911.1097.900 | IP8-1152/94W | 3632 | 2360.8
911.1098.900 | IP8-1152/96B | 3632 | 2360.8
911.1099.900 | IP8-1152/96W | 3632 | 2360.8
911.1100.900 | IP8-1152/99B | 3632 | 2360.8
911.1101.900 | IP8-1152/99W | 3632 | 2360.8
911.1102.900 | IP8-1152/xx-CTO | CALL FOR QUOTE | CALL FOR QUOTE
911.1103.900 | IP8-1152WR26 | 5000 | 3250
911.1104.900 | IP8-1152WR64 | 5000 | 3250
911.1105.900 | IP8-1152WR66 | 5000 | 3250
911.1106.900 | IP8-1152WR94 | 5000 | 3250
911.1107.900 | IP8-1152WR96 | 5000 | 3250
911.1108.900 | IP8-1152WR99 | 5000 | 3250
911.1109.900 | IP8-1153/64B | 4840 | 3146
911.1110.900 | IP8-1153/64W | 4840 | 3146
911.1111.900 | IP8-1153/66B | 4840 | 3146
911.1112.900 | IP8-1153/66W | 4840 | 3146
911.1113.900 | IP8-1153/94B | 4840 | 3146
911.1114.900 | IP8-1153/94W | 4840 | 3146
911.1115.900 | IP8-1153/xx-CTO | CALL FOR QUOTE | CALL FOR QUOTE
911.1116.900 | IP8-1153WR64 | 6600 | 4290
911.1117.900 | IP8-1153WR66 | 6600 | 4290
911.1118.900 | IP8-1153WR94 | 6600 | 4290
911.1119.900 | IS6-112B | 1982 | 1288.3
911.1120.900 | IS6-112C | CALL FOR QUOTE | CALL FOR QUOTE
911.1121.900 | IS6-112W | 1982 | 1288.3
911.1122.900 | IS6-112WR | 3100 | 2015
911.1123.900 | IS6-115B | 2200 | 1430
911.1124.900 | IS6-115C | CALL FOR QUOTE | CALL FOR QUOTE
911.1125.900 | IS6-115W | 2200 | 1430
911.1126.900 | IS6-115WR | 3600 | 2340
911.1127.900 | IS6-118B | 2586 | 1680.9
911.1128.900 | IS6-118C | CALL FOR QUOTE | CALL FOR QUOTE
911.1129.900 | IS6-118W | 2586 | 1680.9
911.1130.900 | IS6-118WR | 4100 | 2665
911.1131.900 | IS6-212B | 2862 | 1860.3
911.1132.900 | IS6-212C | CALL FOR QUOTE | CALL FOR QUOTE
911.1133.900 | IS6-212W | 2862 | 1860.3
911.1134.900 | IS6-212WR | 4100 | 2665
911.1135.900 | IS6-215B | 3412 | 2217.8
911.1136.900 | IS6-215C | CALL FOR QUOTE | CALL FOR QUOTE
911.1137.900 | IS6-215W | 3412 | 2217.8
911.1138.900 | IS6-215WR | 4900 | 3185
911.1139.900 | IS6-218B | 4180 | 2717
911.1140.900 | IS6-218C | CALL FOR QUOTE | CALL FOR QUOTE
911.1141.900 | IS6-218W | 4180 | 2717
911.1142.900 | IS6-218WR | 6000 | 3900
911.1143.900 | IS8-112B | 2420 | 1573
911.1144.900 | IS8-112C | CALL FOR QUOTE | CALL FOR QUOTE
911.1145.900 | IS8-112W | 2420 | 1573
911.1146.900 | IS8-112WR | 3600 | 2340
911.1147.900 | IS8-115B | 2972 | 1931.8
911.1148.900 | IS8-115C | CALL FOR QUOTE | CALL FOR QUOTE
911.1149.900 | IS8-115W | 2972 | 1931.8
911.1150.900 | IS8-115WR | 4200 | 2730
911.1151.900 | IS8-118B | 3632 | 2360.8
911.1152.900 | IS8-118C | CALL FOR QUOTE | CALL FOR QUOTE
911.1153.900 | IS8-118W | 3632 | 2360.8
911.1154.900 | IS8-118WR | 5100 | 3315
911.1155.900 | IS8-212B | 4072 | 2646.8
911.1156.900 | IS8-212C | CALL FOR QUOTE | CALL FOR QUOTE
911.1157.900 | IS8-212W | 4072 | 2646.8
911.1158.900 | IS8-212WR | 5200 | 3380
911.1159.900 | IS8-215B | 4840 | 3146
911.1160.900 | IS8-215C | CALL FOR QUOTE | CALL FOR QUOTE
911.1161.900 | IS8-215W | 4840 | 3146
911.1162.900 | IS8-215WR | 6200 | 4030
911.1163.900 | IS8-218B | 6052 | 3933.8
911.1164.900 | IS8-218C | CALL FOR QUOTE | CALL FOR QUOTE
911.1165.900 | IS8-218W | 6052 | 3933.8
911.1166.900 | IS8-218WR | 7700 | 5005
911.1489.900 | IUB0002WRG | 442 | 287.3
911.1167.900 | IUB1062B | 166 | 107.9
911.1168.900 | IUB1062W | 166 | 107.9
911.1169.900 | IUB1062WRG | 264 | 171.6
911.1170.900 | IUB1082B | 194 | 126.1
911.1171.900 | IUB1082W | 194 | 126.1
911.1172.900 | IUB1082WRG | 308 | 200.2
911.1173.900 | IUB1122B | 352 | 228.8
911.1174.900 | IUB1122W | 352 | 228.8
911.1175.900 | IUB1122WRG | 550 | 357.5
911.1176.900 | IUB112SWRG | 550 | 357.5
911.1177.900 | IUB1152B | 376 | 244.4
911.1178.900 | IUB1152W | 376 | 244.4
911.1179.900 | IUB1152WRG | 584 | 379.6
911.1180.900 | IUB1153B | 442 | 287.3
911.1181.900 | IUB1153W | 442 | 287.3
911.1182.900 | IUB1153WRG | 638 | 414.7
911.1183.900 | IUB2082B | 204 | 132.6
911.1184.900 | IUB2082W | 204 | 132.6
911.1185.900 | IUB2082WRG | 320 | 208
911.1186.900 | IV6-1122/05B | 4400 | 2860
911.1187.900 | IV6-1122/05W | 4400 | 2860
911.1188.900 | IV6-1122/15B | 4400 | 2860
911.1189.900 | IV6-1122/15W | 4400 | 2860
911.1190.900 | IV6-1122C05 | CALL FOR QUOTE | CALL FOR QUOTE
911.1191.900 | IV6-1122C15 | CALL FOR QUOTE | CALL FOR QUOTE
911.1192.900 | IV6-1122WR05 | 5832 | 3790.8
911.1193.900 | IV6-1122WR05B | 5832 | 3790.8
911.1194.900 | IV6-1122WR05W | 5832 | 3790.8
911.1195.900 | IV6-1122WR15 | 5832 | 3790.8
911.1196.900 | IV6-1122WR15B | 5832 | 3790.8
911.1197.900 | IV6-1122WR15W | 5832 | 3790.8
911.1198.900 | IV6-118SB | 3632 | 2360.8
911.1199.900 | IV6-118SC | CALL FOR QUOTE | CALL FOR QUOTE
911.1200.900 | IV6-118SW | 3632 | 2360.8
911.1201.900 | IV6-118SWR | 5610 | 3646.5
911.1202.900 | IV6-118SWRB | 5610 | 3646.5
911.1203.900 | IV6-118SWRW | 5610 | 3646.5
911.1204.900 | IV6-GP-AF | 2862 | 1860.3
911.1205.900 | IV6-GP-AFW | 2862 | 1860.3
911.1206.900 | IV6-LAF-PBB | 1156 | 751.4
911.1207.900 | IV6-LAF-PBBW | 1156 | 751.4
911.1208.900 | IV6-LAU | 364 | 236.6
911.1209.900 | IV6-LAUW | 364 | 236.6
911.1210.900 | IV6-S1 | 172 | 111.8
911.1211.900 | IV6-S2 | 172 | 111.8
911.1212.900 | IV6-S2W | 172 | 111.8
911.1213.900 | IV6-S3 | 172 | 111.8
911.1214.900 | IV6-S3W | 172 | 111.8
911.1215.900 | IV6-SB-AF | 3962 | 2575.3
911.1216.900 | IV6-SB-AFW | 3962 | 2575.3
911.1217.900 | IVY1082B | 166 | 107.9
911.1218.900 | IVY1082W | 166 | 107.9
911.1219.900 | IVY1122B | 376 | 244.4
911.1220.900 | IVY1122W | 376 | 244.4
911.1221.900 | IVY1152B | 408 | 265.2
911.1222.900 | IVY1152W | 408 | 265.2
911.1223.900 | IVY1153B | 464 | 301.6
911.1224.900 | IVY1153W | 464 | 301.6
911.1225.900 | IVY2082B | 194 | 126.1
911.1226.900 | IVY2082W | 194 | 126.1
911.1741.900 | LVH-900AFB | 4400 | 2860
911.1742.900 | LVH-900AFW | 4400 | 2860
911.1754.900 | LVH-900ASPTP | 298 | 193.7
911.1743.900 | LVH-900PBB | 2200 | 1430
911.1744.900 | LVH-900PBW | 2200 | 1430
911.1747.900 | LVH-900SP1B | 1982 | 1288.3
911.1749.900 | LVH-900SP1G | 1982 | 1288.3
911.1748.900 | LVH-900SP1W | 1982 | 1288.3
911.1751.900 | LVH-900SP2B | 1486 | 965.9
911.1753.900 | LVH-900SP2G | 1486 | 965.9
911.1752.900 | LVH-900SP2W | 1486 | 965.9
911.1745.900 | LVH-900UBB | 1706 | 1108.9
911.1746.900 | LVH-900UBW | 1706 | 1108.9
911.1778.900 | LVH-906/APB | 11550 | 7507.5
911.1779.900 | LVH-906/APW | 11550 | 7507.5
911.0927.900 | LVH-906/ASB | 11550 | 7507.5
911.0928.900 | LVH-906/ASW | 11550 | 7507.5
911.1783.900 | LVH-906C/AP | 12180 | 7917
911.0929.900 | LVH-906C/AS | 12180 | 7917
911.1782.900 | LVH-906WR/APB | 13860 | 9009
911.1780.900 | LVH-906WR/APG | 13860 | 9009
911.1781.900 | LVH-906WR/APW | 13860 | 9009
911.0931.900 | LVH-906WR/ASB | 13860 | 9009
911.0930.900 | LVH-906WR/ASG | 13860 | 9009
911.0932.900 | LVH-906WR/ASW | 13860 | 9009
911.1837.900 | LVH-906WRC/AP | 14490 | 9418.5
911.1835.900 | LVH-906WRC/AS | 14490 | 9418.5
911.1784.900 | LVH-909/APB | 11550 | 7507.5
911.1785.900 | LVH-909/APW | 11550 | 7507.5
911.0933.900 | LVH-909/ASB | 11550 | 7507.5
911.0934.900 | LVH-909/ASW | 11550 | 7507.5
911.1789.900 | LVH-909C/AP | 12180 | 7917
911.0935.900 | LVH-909C/AS | 12180 | 7917
911.1787.900 | LVH-909WR/APB | 13860 | 9009
911.1786.900 | LVH-909WR/APG | 13860 | 9009
911.1788.900 | LVH-909WR/APW | 13860 | 9009
911.0937.900 | LVH-909WR/ASB | 13860 | 9009
911.0936.900 | LVH-909WR/ASG | 13860 | 9009
911.0917.900 | LVH-909WR/ASW | 13860 | 9009
911.1838.900 | LVH-909WRC/AP | 14490 | 9418.5
911.1836.900 | LVH-909WRC/AS | 14490 | 9418.5
911.0601.900 | M10EYBLTKIT | 74 | 48.1
911.0602.900 | M6EYBLTKIT | 58 | 37.7
911.1227.900 | MX10-B | 892 | 579.8
911.1228.900 | MX8-B | 782 | 508.3
911.0603.900 | MX-Y10B | 106 | 68.9
911.0605.900 | MX-Y8B | 98 | 63.7
911.1229.900 | PMB-1RR | 226 | 146.9
911.1230.900 | PMB-2RR | 508 | 330.2
911.1231.900 | PMB-BAND | 64 | 41.6
911.1232.900 | PY1-EN750-1550 | 210 | 136.5
911.1233.900 | PY1-EN750-1550W | 210 | 136.5
911.1234.900 | R.15COAX | 560 | 364
911.1235.900 | R.15COAXB | 560 | 364
911.1236.900 | R.25-94TZ | 958 | 622.7
911.1237.900 | R.25-94Z | 848 | 551.2
911.1238.900 | R.35-3896 | 1050 | 682.5
911.1239.900 | R.35-3896B | 1050 | 682.5
911.1240.900 | R.35-3896-EN | 1050 | 682.5
911.1241.900 | R.35COAX | 810 | 526.5
911.1242.900 | R.35COAXB | 810 | 526.5
911.1243.900 | R.5-66MAX | 3082 | 2003.3
911.1244.900 | R.5-66MAXB | 3082 | 2003.3
911.1245.900 | R.5-66TZ | 1596 | 1037.4
911.1246.900 | R.5-66Z | 1486 | 965.9
911.1247.900 | R.5-94TZ | 1596 | 1037.4
911.1248.900 | R.5-94Z | 1486 | 965.9
911.1249.900 | R.5-96MAX | 3082 | 2003.3
911.1250.900 | R.5-96MAXB | 3082 | 2003.3
911.1251.900 | R.5-99TZ | 1596 | 1037.4
911.1252.900 | R.5-99Z | 1486 | 965.9
911.1253.900 | R.5COAX66 | 1486 | 965.9
911.1254.900 | R.5COAX66B | 1486 | 965.9
911.1255.900 | R.5COAX66BT | 1596 | 1037.4
911.1256.900 | R.5COAX66T | 1596 | 1037.4
911.1257.900 | R.5COAX99 | 1486 | 965.9
911.1258.900 | R.5COAX99B | 1486 | 965.9
911.1259.900 | R.5COAX99BT | 1596 | 1037.4
911.1260.900 | R.5COAX99T | 1596 | 1037.4
911.1261.900 | R.5HP | 2310 | 1501.5
911.1262.900 | R.5HPT | 2476 | 1609.4
911.1263.900 | R.5HPT-R | 2586 | 1680.9
911.1264.900 | R.5-V2200 | 2090 | 1358.5
911.1265.900 | R1-64Z | 2862 | 1860.3
911.1266.900 | R1-64Z-EN | 3302 | 2146.3
911.1267.900 | R1-66Z | 2862 | 1860.3
911.1268.900 | R1-66Z-EN | 3302 | 2146.3
911.1269.900 | R1-94Z | 2862 | 1860.3
911.1270.900 | R1-94Z-EN | 3302 | 2146.3
911.1271.900 | R1-xx-CTO | CALL FOR QUOTE | CALL FOR QUOTE
911.1272.900 | R2-474Z | 4180 | 2717
911.1273.900 | R2-474Z-EN | 4730 | 3074.5
911.1274.900 | R2-52MAX | 6602 | 4291.3
911.1275.900 | R2-52Z | 4510 | 2931.5
911.1276.900 | R2-52Z-EN | 5280 | 3432
911.1277.900 | R2-64MAX | 6052 | 3933.8
911.1278.900 | R2-66MAX | 6052 | 3933.8
911.1279.900 | R2-694Z | 4180 | 2717
911.1280.900 | R2-694Z-EN | 4730 | 3074.5
911.1281.900 | R2-77Z | 4180 | 2717
911.1282.900 | R2-77Z-EN | 4730 | 3074.5
911.1283.900 | R2-94MAX | 6052 | 3933.8
911.1284.900 | R2-94Z | 4180 | 2717
911.1285.900 | R2-94Z-EN | 4730 | 3074.5
911.1286.900 | R2-MAX-CTO | CALL FOR QUOTE | CALL FOR QUOTE
911.1287.900 | R2-xx-CTO | CALL FOR QUOTE | CALL FOR QUOTE
911.1293.900 | R-FRY35 | 166 | 107.9
911.1294.900 | R-FRY35B | 166 | 107.9
911.1295.900 | RMG-200A | 1486 | 965.9
911.1296.900 | RMG-200AT | 1596 | 1037.4
911.1297.900 | RMG-GRL | 154 | 100.1
911.1298.900 | RSH-462 | 3852 | 2503.8
911.1299.900 | RSH-GRL | 364 | 236.6
911.1300.900 | R-VTY15 | 150 | 97.5
911.1301.900 | R-VTY15B | 150 | 97.5
911.1302.900 | R-VTY35 | 210 | 136.5
911.1303.900 | R-VTY35B | 210 | 136.5
911.1304.900 | SBR54B | 870 | 565.5
911.1305.900 | SBR54W | 870 | 565.5
911.1306.900 | TRC400 | 386 | 250.9
911.1307.900 | TRC400-8 | 386 | 250.9
911.0566.900 | V2-1296B | 1034 | 672.1
911.0567.900 | V2-1296W | 1034 | 672.1
911.0568.900 | V2-1596B | 1210 | 786.5
911.0569.900 | V2-1596W | 1210 | 786.5
911.0578.900 | V2-212SB | 1210 | 786.5
911.0580.900 | V2-215SB | 1652 | 1073.8
911.1308.900 | V2-26B | 826 | 536.9
911.1309.900 | V2-26W | 826 | 536.9
911.0574.900 | V2-28B | 904 | 587.6
911.0575.900 | V2-28BT | 970 | 630.5
911.0576.900 | V2-28W | 904 | 587.6
911.0577.900 | V2-28WT | 970 | 630.5
911.1310.900 | V2-3294B | 1432 | 930.8
911.1311.900 | V2-3294W | 1432 | 930.8
911.1312.900 | V2-3594B | 1596 | 1037.4
911.1313.900 | V2-3594W | 1596 | 1037.4
911.1314.900 | V2-6B | 638 | 414.7
911.1315.900 | V2-6W | 638 | 414.7
911.0570.900 | V2-8B | 694 | 451.1
911.0571.900 | V2-8BT | 772 | 501.8
911.0572.900 | V2-8W | 694 | 451.1
911.0573.900 | V2-8WT | 772 | 501.8
911.1316.900 | VAB-BFR38B | 870 | 565.5
911.1317.900 | VAB-BFR38W | 870 | 565.5
911.0611.900 | VB-TILT | 104 | 67.6
911.0612.900 | VB-TILTW | 104 | 67.6
911.0613.900 | VB-VST | 182 | 118.3
911.0614.900 | VB-VSTW | 182 | 118.3
911.0615.900 | VB-VY12 | 496 | 322.4
911.0616.900 | VB-VY12W | 496 | 322.4
911.0617.900 | VB-VY15 | 508 | 330.2
911.0618.900 | VB-VY15W | 508 | 330.2
911.1318.900 | VB-VY26 | 276 | 179.4
911.1319.900 | VB-VY26W | 276 | 179.4
911.0619.900 | VB-VY28 | 286 | 185.9
911.0620.900 | VB-VY28W | 286 | 185.9
911.1320.900 | VB-VY32 | 528 | 343.2
911.1321.900 | VB-VY32W | 528 | 343.2
911.1322.900 | VB-VY35 | 540 | 351
911.1323.900 | VB-VY35W | 540 | 351
911.1324.900 | VB-VY6 | 244 | 158.6
911.1325.900 | VB-VY6W | 244 | 158.6
911.0621.900 | VB-VY8 | 260 | 169
911.0622.900 | VB-VY8W | 260 | 169
911.0623.900 | VB-Y12 | 226 | 146.9
911.0624.900 | VB-Y12W | 226 | 146.9
911.0625.900 | VB-Y15 | 244 | 158.6
911.0626.900 | VB-Y15W | 244 | 158.6
911.1326.900 | VB-Y32 | 260 | 169
911.1327.900 | VB-Y32W | 260 | 169
911.1328.900 | VB-Y35 | 276 | 179.4
911.1329.900 | VB-Y35W | 276 | 179.4
911.0627.900 | VFKIT | 144 | 93.6
911.0628.900 | VFKITW | 144 | 93.6
911.0582.900 | VLF208B | 848 | 551.2
911.0584.900 | VLF208LV-BI | 970 | 630.5
911.0585.900 | VLF208LV-WI | 970 | 630.5
911.0583.900 | VLF208W | 848 | 551.2
911.0629.900 | VLF-Y208 | 116 | 75.4
911.0630.900 | VLF-Y208W | 116 | 75.4
911.1330.900 | VSB3-BFR22B | 1320 | 858
911.1331.900 | VSB3-BFR22W | 1320 | 858
911.1332.900 | VSB3-SBR54B | 1816 | 1180.4
911.1333.900 | VSB3-SBR54W | 1816 | 1180.4
911.1334.900 | VSB-BFR22B | 1210 | 786.5
911.1335.900 | VSB-BFR22W | 1210 | 786.5
911.1336.900 | VSB-SBR54B | 1706 | 1108.9
911.1337.900 | VSB-SBR54W | 1706 | 1108.9
911.1338.900 | W2-218 | 1550 | 1007.5
911.1339.900 | W2-218T | 1652 | 1073.8
911.1340.900 | W2-218W | 1550 | 1007.5
911.1341.900 | W2-218WT | 1652 | 1073.8
911.1342.900 | W2-228 | 2500 | 1625
911.1343.900 | W2-228T | 2600 | 1690
911.1344.900 | W2-228W | 2500 | 1625
911.1345.900 | W2-228WT | 2600 | 1690
911.1346.900 | W2-2W8 | 2500 | 1625
911.1347.900 | W2-2W8T | 2600 | 1690
911.1348.900 | W2-2W8W | 2500 | 1625
911.1349.900 | W2-2W8WT | 2600 | 1690
911.0516.900 | Crowd Mics ATOM | 4290 | 2788.5
900.0022.900 | Crowd Mics Online - Device License (annual) | 1980 | 1287
900.0021.900 | Crowd Mics Online - Device License (monthly) | 220 | 143
900.0025.900 | Crowd Mics Online - Enterprise License | CALL FOR QUOTE | CALL FOR QUOTE
900.0024.900 | Crowd Mics Online - Floating License (annual) | 2700 | 1755
900.0023.900 | Crowd Mics Online - Floating License (monthly) | 280 | 182
900.0020.900 | Crowd Mics Online - Single Use License | 110 | 71.5
910.0912.900 | BPAK | 96 | 62.4
911.0907.900 | CCA | 242 | 157.3
911.0953.900 | C-IC6 Black | 260 | 169
911.0954.900 | C-IC6 Red | 260 | 169
911.0925.900 | C-IC6 White | 260 | 169
911.0049.900 | C-IC6-GK-12PK Black | 342 | 222.3
911.0050.900 | C-IC6-GK-12PK Red | 342 | 222.3
911.0048.900 | C-IC6-GK-12PK White | 342 | 222.3
910.0299.900 | C-IC6LP-B Black | 290 | 188.5
910.0298.900 | C-IC6LP-W White | 290 | 188.5
911.0631.900 | CM20DTS | 160 | 104
911.0632.900 | CM30DTD | 172 | 111.8
911.0633.900 | CM60DTD | 212 | 137.8
911.1828.900 | CMX-LG​-B | 110 | 71.5
911.1827.900 | CMX-LG​-W | 110 | 71.5
911.1826.900 | CMX-SM​-B | 98 | 63.7
911.1825.900 | CMX-SM​-W | 98 | 63.7
911.1587.900 | COLS101 | 320 | 208
911.1588.900 | COLS41 | 150 | 97.5
911.1589.900 | COLS81 | 260 | 169
911.1590.900 | COLSBRA | 32 | 20.8
911.1591.900 | COLW101 | 562 | 365.3
911.1592.900 | COLW41 | 298 | 193.7
911.1593.900 | COLW81 | 464 | 301.6
911.1594.900 | COLWBRA | 32 | 20.8
911.0542.900 | D10 | 560 | 364
911.0952.900 | D10-GRL-B6PK | 330 | 214.5
911.0949.900 | D10-NCB-6PK | 298 | 193.7
911.0543.900 | D10SUB | 520 | 338
911.0544.900 | D4 | 220 | 143
911.0941.900 | D45-CATR-10PK | 298 | 193.7
911.0950.900 | D45-GRL-B6PK | 248 | 161.2
911.0946.900 | D45-NCB-6PK | 194 | 126.1
911.0545.900 | D4LP | 220 | 143
911.0546.900 | D5 | 250 | 162.5
911.0547.900 | D6 | 290 | 188.5
911.0548.900 | D6-B | 290 | 188.5
911.0942.900 | D6-CATR-10PK | 298 | 193.7
911.0947.900 | D6-NCB-6PK | 222 | 144.3
911.0549.900 | D8 | 400 | 260
911.0951.900 | D8-GRL-B6PK | 308 | 200.2
911.0948.900 | D8-NCB-6PK | 264 | 171.6
911.0550.900 | DP6-B | 496 | 322.4
911.0551.900 | DP6-W | 496 | 322.4
911.0552.900 | DP8-B | 616 | 400.4
911.0553.900 | DP8-W | 616 | 400.4
911.0586.900 | D-RAIL48-PR | 82 | 53.3
911.0554.900 | DS5-B | 290 | 188.5
911.0555.900 | DS5-W | 290 | 188.5
911.0556.900 | DS8-B | 432 | 280.8
911.0557.900 | DS8-W | 432 | 280.8
911.0597.900 | DS-WMPB | 30 | 19.5
911.0598.900 | DS-WMPW | 30 | 19.5
910.0101.900 | DX-IC10SUB-W | 520 | 338
910.0100.900 | DX-IC10-W | 560 | 364
910.0103.900 | DX-IC4LP-W | 220 | 143
910.0102.900 | DX-IC4-W | 220 | 143
910.0105.900 | DX-IC6-B | 290 | 188.5
910.0300.900 | DX-IC6LP-W White | 290 | 188.5
910.0104.900 | DX-IC6-W | 290 | 188.5
910.0106.900 | DX-IC8-W | 400 | 260
910.0107.900 | DX-S5-B | 270 | 175.5
910.0108.900 | DX-S5-W | 270 | 175.5
910.0109.900 | DX-S8-B | 410 | 266.5
910.0110.900 | DX-S8-W | 410 | 266.5
911.1378.900 | E200-SAKB | 98 | 63.7
911.1379.900 | E200-SAKW | 98 | 63.7
911.0599.900 | E200-UMKB | 80 | 52
911.0600.900 | E200-UMKW | 80 | 52
911.0558.900 | ENT203B | 510 | 331.5
911.0559.900 | ENT203W | 510 | 331.5
911.0560.900 | ENT206B | 740 | 481
911.0561.900 | ENT206W | 740 | 481
911.0562.900 | ENT212B | 1300 | 845
911.0563.900 | ENT212W | 1300 | 845
911.0564.900 | ENT220B | 1900 | 1235
911.0565.900 | ENT220W | 1900 | 1235
911.1380.900 | ENT-750T | 594 | 386.1
911.1381.900 | ENT-750TW | 594 | 386.1
911.1382.900 | ENT-CB1 | 166 | 107.9
911.1383.900 | ENT-CB1W | 166 | 107.9
911.1384.900 | ENT-CB2 | 330 | 214.5
911.1385.900 | ENT-CB2W | 330 | 214.5
911.1386.900 | ENT-FK | 226 | 146.9
911.1387.900 | ENT-FKW | 226 | 146.9
911.1388.900 | ENT-FR | 3522 | 2289.3
911.1389.900 | ENT-FR-CTO | CALL FOR QUOTE | CALL FOR QUOTE
911.1390.900 | ENT-FRW | 3522 | 2289.3
911.1391.900 | ENT-LF | 2530 | 1644.5
911.1392.900 | ENT-LF-CTO | CALL FOR QUOTE | CALL FOR QUOTE
911.1393.900 | ENT-LFW | 2530 | 1644.5
911.1394.900 | ENT-PB | 144 | 93.6
911.0980.900 | ENT-PBW | 144 | 93.6
911.0981.900 | ENT-PT | 386 | 250.9
911.0982.900 | ENT-PTW | 386 | 250.9
911.1818.900 | EX-S10-CM-B | 1024 | 665.6
911.1817.900 | EX-S10-CM-W | 1024 | 665.6
911.1822.900 | EX-S10SUB-CM-B | 970 | 630.5
911.1821.900 | EX-S10SUB-CM-W | 970 | 630.5
911.1824.900 | EX-S10SUB-UB-B | 970 | 630.5
911.1823.900 | EX-S10SUB-UB-W | 970 | 630.5
911.1820.900 | EX-S10-UB-B | 1024 | 665.6
911.1819.900 | EX-S10-UB-W | 1024 | 665.6
911.1810.900 | EX-S6-CM-B | 540 | 351
911.1809.900 | EX-S6-CM-W | 540 | 351
911.1812.900 | EX-S6-UB-B | 540 | 351
911.1811.900 | EX-S6-UB-W | 540 | 351
911.1814.900 | EX-S8-CM-B | 782 | 508.3
911.1813.900 | EX-S8-CM-W | 782 | 508.3
911.1816.900 | EX-S8-UB-B | 782 | 508.3
911.1815.900 | EX-S8-UB-W | 782 | 508.3
911.1834.900 | EXUB-S10​-B | 110 | 71.5
911.1833.900 | EXUB-S10​-W | 110 | 71.5
911.1830.900 | EXUB-S6​-B | 98 | 63.7
911.1829.900 | EXUB-S6​-W | 98 | 63.7
911.1832.900 | EXUB-S8​-B | 110 | 71.5
911.1831.900 | EXUB-S8​-W | 110 | 71.5
911.0683.900 | KUBO3-BL | 100 | 65
911.0685.900 | KUBO3T-BL | 118 | 76.7
911.0686.900 | KUBO3T-W | 118 | 76.7
911.0684.900 | KUBO3-W | 100 | 65
911.0687.900 | KUBO5-BL | 140 | 91
911.0689.900 | KUBO5T-BL | 162 | 105.3
911.0690.900 | KUBO5T-W | 162 | 105.3
911.0688.900 | KUBO5-W | 140 | 91
911.1632.900 | LRABAS-BL | 122 | 79.3
911.1633.900 | LRABAS-W | 122 | 79.3
911.1634.900 | LRAPRE-BL | 128 | 83.2
911.1635.900 | LRAPRE-W | 128 | 83.2
911.0635.900 | MASK2-BL | 76 | 49.4
911.0675.900 | MASK2CMT-BL | 10 | 6.5
911.0676.900 | MASK2CMT-W | 10 | 6.5
911.0636.900 | MASK2-W | 76 | 49.4
911.0637.900 | MASK4C-BL | 130 | 84.5
911.0639.900 | MASK4CT-BL | 140 | 91
911.0640.900 | MASK4CT-W | 140 | 91
911.0638.900 | MASK4C-W | 130 | 84.5
911.0641.900 | MASK6C-BL | 180 | 117
911.0643.900 | MASK6CT-BL | 190 | 123.5
911.0644.900 | MASK6CT-W | 190 | 123.5
911.0642.900 | MASK6C-W | 180 | 117
911.1416.900 | MASK8F-BL | 398 | 258.7
911.1417.900 | MASK8F-W | 398 | 258.7
911.0677.900 | MASKCL-BL | 30 | 19.5
911.0678.900 | MASKCL-W | 30 | 19.5
911.0679.900 | MASKCV-BL | 50 | 32.5
911.0680.900 | MASKCV-W | 50 | 32.5
911.0681.900 | MASKCW-BL | 80 | 52
911.0682.900 | MASKCW-W | 80 | 52
911.0046.900 | MC-250 Black | 914 | 594.1
911.0043.900 | MC-250 White | 914 | 594.1
911.0037.900 | MC-PHK16-12PK Black | 1266 | 822.9
911.0038.900 | MC-PHK16-12PK White | 1266 | 822.9
911.0045.900 | MC-SK10 Black | 606 | 393.9
911.0042.900 | MC-SK10 White | 606 | 393.9
911.0905.900 | P30DT-BL | 270 | 175.5
911.0904.900 | P30DT-W | 270 | 175.5
911.0921.900 | P6 Black | 464 | 301.6
911.0922.900 | P6 White | 464 | 301.6
911.0647.900 | P60DT-BL | 360 | 234
911.0648.900 | P60DT-W | 360 | 234
911.0923.900 | P6-SM Black | 464 | 301.6
911.0924.900 | P6-SM White | 464 | 301.6
911.0607.900 | PHK-30 | 116 | 75.4
911.0609.900 | PSC | 24 | 15.6
911.0610.900 | PST-14 | 58 | 37.7
909.0046.900 | SPA-GHH100​ | 200 | 130
909.0053.900 | SPA-GHH200​ | 222 | 144.3
909.0099.900 | SPA-GHH400 | 260 | 169
909.0100.900 | SPA-GHH500 | 280 | 182
909.0101.900 | SPA-GHH600 | 300 | 195
909.0040.900 | SPA-GRB100​ | 132 | 85.8
909.0042.900 | SPA-GRB200​ | 144 | 93.6
909.0102.900 | SPA-GRB400 | 154 | 100.1
909.0103.900 | SPA-GRB500 | 166 | 107.9
909.0104.900 | SPA-GRB600 | 188 | 122.2
909.0905.900 | SPA-GSQ100 | 485 | 315.25
909.0018.900 | SPA-NC100​ | 188 | 122.2
909.0021.900 | SPA-NC200​ | 200 | 130
909.0106.900 | SPA-NC300 | 194 | 126.1
909.0107.900 | SPA-NC400 | 216 | 140.4
909.0108.900 | SPA-NC500 | 260 | 169
909.0109.900 | SPA-NC600 | 292 | 189.8
909.0039.900 | SPA-RAIL48​ | 154 | 100.1
909.0032.900 | SPA-TR100​ | 276 | 179.4
909.0033.900 | SPA-TR200​ | 276 | 179.4
909.0110.900 | SPA-TR300 | 284 | 184.6
909.0111.900 | SPA-TR400 | 284 | 184.6
909.0112.900 | SPA-UBDX100-B | 88 | 57.2
909.0113.900 | SPA-UBDX100-W | 88 | 57.2
909.0114.900 | SPA-UBDX200-B | 100 | 65
909.0115.900 | SPA-UBDX200-W | 100 | 65
911.1492.900 | SUB2201-BL | 682 | 443.3
911.1493.900 | SUB2400-BL | 882 | 573.3
911.1494.900 | SUB2400-W | 882 | 573.3
911.0645.900 | SUBLIME-BL | 464 | 301.6
911.0646.900 | SUBLIME-W | 464 | 301.6
950.0002.900 | Biamp MRB-S-SCR10 | 1100 | 715
950.0003.900 | Biamp MRB-S-SCR20-C | 4192 | 2724.8
950.0005.900 | Biamp MRB-S-SCR20-CX | 4740 | 3081
950.0004.900 | Biamp MRB-S-SCR20-TX | 4192 | 2724.8
950.0006.900 | Biamp MRB-S-SCR25-C | 4522 | 2939.3
950.0008.900 | Biamp MRB-S-SCR25-CX | 4960 | 3224
950.0007.900 | Biamp MRB-S-SCR25-TX | 4522 | 2939.3
909.1801.900 | C5E-10-P | 50 | 32.5
909.1800.900 | C5E-25-P | 98 | 63.7
909.1802.900 | C5E-3 | 26 | 16.9
911.0495.900 | Devio DCM-1 Black | 1034 | 672.1
911.0488.900 | Devio DCM-1 White | 1034 | 672.1
911.0434.900 | Devio DTM-1 | 1034 | 672.1
911.1876.900 | Devio SCR-10 | 660 | 429
911.0496.900 | Devio SCR-20C Black | 3742 | 2432.3
911.0490.900 | Devio SCR-20C White | 3742 | 2432.3
911.0512.900 | Devio SCR-20CX Black | 4290 | 2788.5
911.0503.900 | Devio SCR-20CX White | 4290 | 2788.5
911.0002.900 | Devio SCR-20T | 3742 | 2432.3
911.0513.900 | Devio SCR-20TX Black | 3742 | 2432.3
911.0504.900 | Devio SCR-20TX White | 3742 | 2432.3
911.0497.900 | Devio SCR-25C Black | 4072 | 2646.8
911.0491.900 | Devio SCR-25C White | 4072 | 2646.8
911.0514.900 | Devio SCR-25CX Black | 4510 | 2931.5
911.0505.900 | Devio SCR-25CX White | 4510 | 2931.5
911.0008.900 | Devio SCR-25T | 4072 | 2646.8
911.0515.900 | Devio SCR-25TX Black | 4072 | 2646.8
911.0506.900 | Devio SCR-25TX White | 4072 | 2646.8
911.0089.900 | Devio SCX 400​ | 4510 | 2931.5
911.0090.900 | Devio SCX 800​ | 5280 | 3432
950.1791.900 | MRB-L-SCX400-C | 10010 | 6506.5
950.1793.900 | MRB-L-SCX400-T | 9350 | 6077.5
950.1790.900 | MRB-M-SCX400-C | 8032 | 5220.8
950.1792.900 | MRB-M-SCX400-T | 7922 | 5149.3
909.0005.900 | Plenum box 12 x 12 | 222 | 144.3
909.0085.900 | RMX 100 | 176 | 114.4
911.1970.900 | UCC-Lenovo TSC - MTR | 5000 | 3250
911.1971.900 | UCC-Lenovo TSC - Zoom | 5000 | 3250
909.1929.900 | ACC-C-12V-PS | 44 | 28.6
909.1928.900 | ACC-C-EB-DK | 330 | 214.5
909.1927.900 | ACC-C-EB-EU | 330 | 214.5
909.1926.900 | ACC-C-EB-EXT | 222 | 144.3
909.1923.900 | ACC-C-EB-US | 330 | 214.5
909.1924.900 | ACC-C-IEC-4P | 222 | 144.3
909.1922.900 | ACC-C-IRE | 122 | 79.3
909.1925.900 | ACC-C-IRL | 330 | 214.5
911.1878.900 | Alfa II | 2200 | 1430
912.0028.900 | Echo 8DKB | 496 | 322.4
912.0029.900 | Echo 8DKW | 496 | 322.4
912.2258.900 | Echo 8EUB | 496 | 322.4
912.2257.900 | Echo 8EUW | 496 | 322.4
911.1885.900 | Echo 8USW | 496 | 322.4
912.2256.900 | Echo Plus 8DKB | 606 | 393.9
912.2255.900 | Echo Plus 8DKW | 606 | 393.9
912.2260.900 | Echo Plus 8EUB | 606 | 393.9
912.2259.900 | Echo Plus 8EUW | 606 | 393.9
911.1884.900 | Echo Plus 8USW | 606 | 393.9
910.1890.900 | Impera Connect-X MP6 | 400 | 260
909.0068.900 | KP-U8-RP | 56 | 36.4
909.0077.900 | KP-U8-WB | 56 | 36.4
910.1879.900 | Lima | 936 | 608.4
912.2263.900 | Oscar 4DKB | 386 | 250.9
912.2262.900 | Oscar 4DKW | 386 | 250.9
912.2254.900 | Oscar 4EUB | 386 | 250.9
912.2253.900 | Oscar 4EUW | 386 | 250.9
911.1918.900 | PC-Q3 | 442 | 287.3
912.2250.900 | Sierra II 8DKB | 936 | 608.4
912.2261.900 | Sierra II 8DKW | 936 | 608.4
912.2252.900 | Sierra II 8EUB | 936 | 608.4
912.2251.900 | Sierra II 8EUW | 936 | 608.4
911.1886.900 | Sierra II 8USW | 936 | 608.4
910.1919.900 | SR-2 | 386 | 250.9
910.1920.900 | SR-4 | 660 | 429
911.1921.900 | SR-8 | 1320 | 858
910.1880.900 | Tango | 1376 | 894.4
910.1870.900 | Uniform 8U | 660 | 429
909.0055.900 | WP-1G-US-W | 12 | 7.8
909.0062.900 | WP-2G-US-W | 18 | 11.7
909.0067.900 | WP-D2G-W | 18 | 11.7
911.1736.900 | Modena Hub | 1982 | 1288.3
911.1737.900 | Modena Hub+ | 2310 | 1501.5
911.1738.900 | Modena Server | 2972 | 1931.8
912.0131.900 | Parlé ABC 2500 | 2000 | 1300
911.1968.900 | Parlé ABC 2500a | 2200 | 1430
909.0089.900 | Parlé PMA 2000-DM | 360 | 234
911.1897.900 | Parlé PS-12-60 | 150 | 97.5
911.1869.900 | Parlé SBC 2 | 660 | 429
911.0492.900 | Parlé TCM-1 Black | 1982 | 1288.3
911.0485.900 | Parlé TCM-1 White | 1982 | 1288.3
911.0493.900 | Parlé TCM-1A Black | 2420 | 1573
911.0486.900 | Parlé TCM-1A White | 2420 | 1573
911.0494.900 | Parlé TCM-1EX Black | 1034 | 672.1
911.0487.900 | Parlé TCM-1EX White | 1034 | 672.1
911.0507.900 | Parlé TCM-X Black | 2420 | 1573
911.0794.900 | Parlé TCM-X Installation Tool | 50 | 32.5
911.0498.900 | Parlé TCM-X White | 2420 | 1573
911.0508.900 | Parlé TCM-XA Black | 2972 | 1931.8
911.0499.900 | Parlé TCM-XA White | 2972 | 1931.8
911.0522.900 | Parlé TCM-X-DK Black | 98 | 63.7
911.0520.900 | Parlé TCM-X-DK White | 98 | 63.7
911.0509.900 | Parlé TCM-XEX Black | 1542 | 1002.3
911.0500.900 | Parlé TCM-XEX White | 1542 | 1002.3
909.0117.900 | Parlé TCM-X-FM Black | 176 | 114.4
909.0116.900 | Parlé TCM-X-FM White | 176 | 114.4
911.0510.900 | Parlé TTM-X Black | 1982 | 1288.3
911.0501.900 | Parlé TTM-X White | 1982 | 1288.3
911.0511.900 | Parlé TTM-XEX Black | 1034 | 672.1
911.0502.900 | Parlé TTM-XEX White | 1034 | 672.1
911.0521.900 | Parlé TTM-X-SM | 86 | 55.9
912.0132.900 | Parlé VBC 2500 | 2500 | 1625
911.1967.900 | Parlé VBC 2500a | 2750 | 1787.5
909.0005.900 | Plenum box 12 x 12 | 222 | 144.3
911.0462.900 | Seismic cable adapter | 38 | 24.7
911.0474.900 | TB-1 | 50 | 32.5
911.0523.900 | 16mm Black Grommet, 10-Pack | 98 | 63.7
911.0524.900 | 16mm White Grommet, 10-Pack | 98 | 63.7
911.0438.900 | AMP-A460H | 1090 | 708.5
910.0912.900 | BPAK | 96 | 62.4
909.1801.900 | C5E-10-P | 50 | 32.5
909.1800.900 | C5E-25-P | 98 | 63.7
909.1802.900 | C5E-3 | 26 | 16.9
911.0907.900 | CCA | 242 | 157.3
950.1733.900 | MRB-L-VT4-C | 11110 | 7221.5
950.1735.900 | MRB-L-VT4-T | 10560 | 6864
950.1805.900 | MRB-L-X400-C | 10450 | 6792.5
950.1807.900 | MRB-L-X400-T | 9900 | 6435
950.1732.900 | MRB-M-VT4-C | 9130 | 5934.5
950.1734.900 | MRB-M-VT4-T | 9130 | 5934.5
950.1804.900 | MRB-M-X400-C | 8470 | 5505.5
950.1806.900 | MRB-M-X400-T | 8360 | 5434
911.0410.900 | NG GS724T AVB V4 | 1700 | 1105
911.1966.900 | NMS-NG10GPX-AVB | 2600 | 1690
911.1808.900 | NPX G1040 | 1705 | 1108.25
911.1839.900 | NPX G1100 | 1815 | 1179.75
911.1840.900 | NPX H1040 | 1705 | 1108.25
911.1841.900 | NPX H1100 | 1815 | 1179.75
909.0005.900 | Plenum box 12 x 12 | 222 | 144.3
911.0004.900 | POE29U-1AT(PL)D-R | 176 | 114.4
909.0085.900 | RMX 100 | 176 | 114.4
911.0414.900 | Tesira AMP-4175R | 4072 | 2646.8
911.0421.900 | Tesira AMP-4300R CV | 5060 | 3289
911.0415.900 | Tesira AMP-4350R | 5060 | 3289
911.0014.900 | Tesira AMP-450BP | 970 | 630.5
911.0010.900 | Tesira AMP-450P | 970 | 630.5
911.0413.900 | Tesira AMP-8175R | 5280 | 3432
901.0333.900 | Tesira AVB-1 | 1034 | 672.1
909.0334.900 | Tesira AVB-1 CK | 1034 | 672.1
901.0406.900 | Tesira DAN-1 | 1816 | 1180.4
909.0407.900 | Tesira DAN-1 CK | 1816 | 1180.4
901.0307.900 | Tesira DSP-2 | 1034 | 672.1
909.0323.900 | Tesira DSP-2 CK | 1034 | 672.1
901.0339.900 | Tesira EEC-4 | 904 | 587.6
909.0340.900 | Tesira EEC-4 CK | 904 | 587.6
901.0312.900 | Tesira EIC-4 | 452 | 293.8
909.0330.900 | Tesira EIC-4 CK | 452 | 293.8
901.0314.900 | Tesira EIOC-4 | 420 | 273
909.0332.900 | Tesira EIOC-4 CK | 420 | 273
901.0313.900 | Tesira EOC-4 | 398 | 258.7
909.0331.900 | Tesira EOC-4 CK | 398 | 258.7
911.0341.900 | Tesira EX-AEC | 2200 | 1430
911.0308.900 | Tesira EX-IN | 1706 | 1108.9
911.0310.900 | Tesira EX-IO | 1706 | 1108.9
911.0315.900 | Tesira EX-LOGIC | 772 | 501.8
911.0311.900 | Tesira EX-MOD | 2310 | 1501.5
911.0309.900 | Tesira EX-OUT | 1706 | 1108.9
911.0443.900 | Tesira EX-UBT | 848 | 551.2
911.0437.900 | Tesira HD-1 | 1024 | 665.6
911.0440.900 | Tesira RMK-1 | 86 | 55.9
911.0441.900 | Tesira RMK-2 | 150 | 97.5
901.0354.900 | Tesira SAC-4 | 904 | 587.6
909.0355.900 | Tesira SAC-4 CK | 904 | 587.6
901.0317.900 | Tesira SCM-1 | 1034 | 672.1
909.0326.900 | Tesira SCM-1 CK | 1034 | 672.1
901.0304.900 | Tesira SEC-4 | 904 | 587.6
909.0329.900 | Tesira SEC-4 CK | 904 | 587.6
911.0300.900 | Tesira SERVER | 9680 | 6292
911.0278.900 | Tesira SERVER-IO | 8142 | 5292.3
911.0301.900 | Tesira SERVER-IO AVB | 8910 | 5791.5
901.0302.900 | Tesira SIC-4 | 452 | 293.8
909.0325.900 | Tesira SIC-4 CK | 452 | 293.8
901.0303.900 | Tesira SOC-4 | 398 | 258.7
909.0324.900 | Tesira SOC-4 CK | 398 | 258.7
901.0306.900 | Tesira STC-2 | 782 | 508.3
909.0327.900 | Tesira STC-2 CK | 782 | 508.3
901.0305.900 | Tesira SVC-2 | 782 | 508.3
909.0328.900 | Tesira SVC-2 CK | 782 | 508.3
909.0318.900 | Tesira TEC-1i | 772 | 501.8
909.0316.900 | Tesira TEC-1s | 772 | 501.8
911.0444.900 | Tesira UTMK-1 | 86 | 55.9
911.0040.900 | TesiraCONNECT Bracket | 86 | 55.9
911.0088.900 | TesiraCONNECT PEX | 182 | 118.3
911.0039.900 | TesiraCONNECT TC-5 | 1486 | 965.9
911.0087.900 | TesiraCONNECT TC-5D | 1982 | 1288.3
911.0400.900 | TesiraFORTÉ AI | 3192 | 2074.8
911.0396.900 | TesiraFORTÉ AVB AI | 3632 | 2360.8
911.0395.900 | TesiraFORTÉ AVB CI | 4510 | 2931.5
911.0450.900 | TesiraFORTÉ AVB VT | 4840 | 3146
911.0452.900 | TesiraFORTÉ AVB VT4 | 3412 | 2217.8
911.0399.900 | TesiraFORTÉ CI | 4072 | 2646.8
911.0448.900 | TesiraFORTÉ DAN AI | 3962 | 2575.3
911.0447.900 | TesiraFORTÉ DAN CI | 4730 | 3074.5
911.0451.900 | TesiraFORTÉ DAN VT | 5170 | 3360.5
911.0453.900 | TesiraFORTÉ DAN VT4 | 3632 | 2360.8
911.0449.900 | TesiraFORTÉ VT | 4400 | 2860
911.0093.900 | TesiraFORTÉ X 1600​ | 7152 | 4648.8
911.0091.900 | TesiraFORTÉ X 400​ | 4950 | 3217.5
911.0092.900 | TesiraFORTÉ X 800​ | 6162 | 4005.3
911.0426.900 | TesiraLUX IDH-1 | 2420 | 1573
911.0427.900 | TesiraLUX OH-1 | 2420 | 1573
911.0478.900 | TesiraXEL 1200.1 | 3632 | 2360.8
911.0479.900 | TesiraXEL 1200.2 | 4840 | 3146
911.1970.900 | UCC-Lenovo TSC - MTR | 5000 | 3250
911.1971.900 | UCC-Lenovo TSC - Zoom | 5000 | 3250
910.1877.900 | Vidi 100 | 660 | 429
910.1936.900 | Vidi 150 | 700 | 455
910.0130.900 | Vidi 250 | 900 | 585
909.0087.900 | VMA 200-DM | 120 | 78
909.0086.900 | VMA 200-WM | 60 | 39
901.0276.900 | Vocia AM-600 | 1090 | 708.5
909.0294.900 | Vocia AM-600 CK | 1090 | 708.5
901.0277.900 | Vocia AM-600c | 1266 | 822.9
909.0293.900 | Vocia AM-600c CK | 1266 | 822.9
909.0266.900 | Vocia ANC-1 | 1034 | 672.1
911.0279.900 | Vocia CI-1 | 1376 | 894.4
911.0252.900 | Vocia DS-10 | 2200 | 1430
911.0251.900 | Vocia DS-4 | 2090 | 1358.5
909.0263.900 | Vocia ELD-1 | 550 | 357.5
911.0283.900 | Vocia EWS-10 | 2200 | 1430
911.0282.900 | Vocia EWS-4 | 2090 | 1358.5
911.0359.900 | Vocia GPIO-1 | 1982 | 1288.3
909.0297.900 | Vocia IM-16 CK | 848 | 551.2
911.0245.900 | Vocia LSI-16 | 2420 | 1573
911.0295.900 | Vocia LSI-16e | 3192 | 2074.8
911.0423.900 | Vocia MS-1e | 8470 | 5505.5
901.0269.900 | Vocia PARM-1 | 452 | 293.8
909.0299.900 | Vocia PARM-1 CK | 452 | 293.8
911.0419.900 | Vocia PLD-1 | 580 | 377
911.0422.900 | Vocia PLD-2 | 580 | 377
911.0385.900 | Vocia POTS-1-2 | 2972 | 1931.8
911.0408.900 | Vocia POTS-1-4 | 3632 | 2360.8
911.0404.900 | Vocia PSKIT-1 | 1982 | 1288.3
911.0424.900 | Vocia TTS-1e | 8690 | 5648.5
911.0425.900 | Vocia TTS-1nce | 12102 | 7866.3
911.0320.900 | Vocia VA-2060 | 4620 | 3003
911.0321.900 | Vocia VA-2060e | 5170 | 3360.5
911.0319.900 | Vocia VA-4030 | 5170 | 3360.5
911.0298.900 | Vocia VA-4030e | 5832 | 3790.8
911.0417.900 | Vocia VA-4300CV | 7262 | 4720.3
911.0416.900 | Vocia VA-8150CV | 9680 | 6292
911.0267.900 | Vocia VA-8600 | 6052 | 3933.8
911.0281.900 | Vocia VA-8600c | 6052 | 3933.8
911.0376.900 | Vocia VAM-1 | 660 | 429
909.0336.900 | Vocia VFOM-1 CK | 904 | 587.6
901.0411.900 | Vocia VFOM-1-3 | 904 | 587.6
901.0412.900 | Vocia VFOM-1-7 | 904 | 587.6
911.0247.900 | Vocia VI-6 | 2862 | 1860.3
911.0384.900 | Vocia VI-8 | 3742 | 2432.3
911.0246.900 | Vocia VO-4 | 2420 | 1573
911.0358.900 | Vocia VO-4e | 3082 | 2003.3
911.0386.900 | Vocia VOIP-1-2 | 3192 | 2074.8
911.0409.900 | Vocia VOIP-1-4 | 4072 | 2646.8
911.0375.900 | Vocia VPSI-1 | 342 | 222.3
909.0262.900 | Vocia WR-1 | 606 | 393.9
911.0254.900 | Vocia WS-10 | 2200 | 1430
911.0253.900 | Vocia WS-4 | 2090 | 1358.5

## Crestron
MODEL | DESCRIPTION | MSRP USD ($) | Contract Price Audio & Lighting | Contract Price Video & Displays | Contract Price Control Signal
ADPT-USB3.0-GBENET | USB-to-Ethernet Adapter for Audio Isolation | 80 | 52 | 48 | 56
ADPT-USB-ENET | USB-to-Ethernet Adapter | 56 | 36.4 | 33.6 | 39.2
AM-3000-WF | AirMedia® Receiver 3000 with Wi-Fi® Network Connectivity | 1100 | 715 | 660 | 770
[Available March 31st, 2023]
AM-3100-WF | AirMedia® Receiver 3100 with Wi-Fi® Network Connectivity | 1650 | 1072.5 | 990 | 1155
AM-3200 | AirMedia® Receiver 3200 | 2420 | 1573 | 1452 | 1694
AM-3200-WF | AirMedia® Receiver 3200 with Wi-Fi® Network Connectivity | 2530 | 1644.5 | 1518 | 1771
AMP-2210HT | 2x210W Commercial Power Amplifier, 4/8Ω or High-Power 70V | 1420 | 923 | 852 | 994
AMP-2210T | 2x210W Commercial Power Amplifier, 4/8Ω or 70/100V | 1464 | 951.6 | 878.4 | 1024.8
AMP-3210S | 3x210W Commercial Power Amplifier, 4/8Ω | 1606 | 1043.9 | 963.6 | 1124.2
AMP-3210T | 3x210W Commercial Power Amplifier, 4/8Ω or 70/100V | 1706 | 1108.9 | 1023.6 | 1194.2
AMP-4600 | 4-Channel Power Amplifier, 600W/Ch. | 3850 | 2502.5 | 2310 | 2695
AMP-8075 | 8-Channel Power Amplifier, 75W/Ch., 4/8 Ohm or 70V, North America & Japan, 100-120V | 3520 | 2288 | 2112 | 2464
AMP-8150 | 8-Channel Power Amplifier, 150W/Ch., 4/8 Ohm or 70V, North America & Japan, 100-120V | 4180 | 2717 | 2508 | 2926
AMPI-8075 | 8-Channel Power Amplifier, 75W/Ch., 4/8 Ohm or 100V, International, 220-240V | N/A | Call For Quote | Call For Quote | Call For Quote
AMPI-8150 | 8-Channel Power Amplifier, 150W/Ch., 4/8 Ohm or 100V, International, 220-240V | N/A | Call For Quote | Call For Quote | Call For Quote
AMP-X300 | X-Series Amplifier | 880 | 572 | 528 | 616
AMP-X50MP | X Series Media Presentation Amplifier | 496 | 322.4 | 297.6 | 347.2
AMP-X75 | X-Series Amplifier, 75 W | 550 | 357.5 | 330 | 385
AM-USB-WF | AirMedia® USB Adapter with Wi-Fi® Connectivity | 66 | 42.9 | 39.6 | 46.2
AM-USB-WF-I | AirMedia® USB Adapter with Wi-Fi® Connectivity, International | N/A | Call For Quote | Call For Quote | Call For Quote
ANT-EXT-10 | 10 ft Antenna Extender | 132 | 85.8 | 79.2 | 92.4
ASPIRE IWS82-W-T-EACH | Aspire® In-Wall Dual 8” Subwoofer, White Textured, Single | 1062 | 690.3 | 637.2 | 743.4
[Limited Supply]
AUD-EXT-100 | Audio over CAT5 Extender for One Unbalanced Stereo Signal | 330 | 214.5 | 198 | 231
B10-BTNB-T 5 BLANK | Set of 5 Backlit Engravable Buttons for HTT-B10EX Series , Engraving Not Included, Black Textured | 56 | 36.4 | 33.6 | 39.2
B10-BTNB-T 5 ENGRAVED | Set of 5 Backlit Engravable Buttons for HTT-B10EX Series, Includes Custom Engraving, Black Textured | 56 | 36.4 | 33.6 | 39.2
B10-BTNW-T 5 BLANK | Set of 5 Backlit Engravable Buttons for HTT-B10EX Series , Engraving Not Included, White Textured | 56 | 36.4 | 33.6 | 39.2
B10-BTNW-T 5 ENGRAVED | Set of 5 Backlit Engravable Buttons for HTT-B10EX Series, Includes Custom Engraving, White Textured | 56 | 36.4 | 33.6 | 39.2
B12 | Domotz™ Remote Network Management Agent | 220 | 143 | 132 | 154
B12-1YR | Domotz™ Remote Network Management Agent Plus 12 Months of Residential Service | 330 | 214.5 | 198 | 231
B12-5YR | Domotz™ Remote Network Management Agent Plus 60 Months of Residential Service | 880 | 572 | 528 | 616
BBI-CBF | Metal Back Box for C2N-CBF keypad with Spirit level | 22 | 14.3 | 13.2 | 15.4
BPC-8 | onCue® Basic Presentation Controller, US/North America | 330 | 214.5 | 198 | 231
BPC-8-BTNK-SRC-W-T | Source Control Button Caps for BPC-8, Set of 12 | 34 | 22.1 | 20.4 | 23.8
BPC-HPLIR | onCue® IR Learner & Programmer | 330 | 214.5 | 198 | 231
BPCI-8 | onCue® Basic Presentation Controller, International | N/A | Call For Quote | Call For Quote | Call For Quote
C2N-CBD-E-A-S | Cameo® Express Keypad, Standard Mount, Almond Smooth | 308 | 200.2 | 184.8 | 215.6
C2N-CBD-E-B-S | Cameo® Express Keypad, Standard Mount, Black Smooth | 308 | 200.2 | 184.8 | 215.6
C2N-CBD-E-W-S | Cameo® Express Keypad, Standard Mount, White Smooth | 308 | 200.2 | 184.8 | 215.6
C2N-CBD-P-A-S | Cameo® Keypad, Standard Mount, Almond Smooth | 396 | 257.4 | 237.6 | 277.2
C2N-CBD-P-A-T | Cameo® Keypad, Standard Mount, Almond Textured | 396 | 257.4 | 237.6 | 277.2
C2N-CBD-P-BRN-S | Cameo® Keypad, Standard Mount, Brown Smooth | 396 | 257.4 | 237.6 | 277.2
C2N-CBD-P-B-S | Cameo® Keypad, Standard Mount, Black Smooth | 396 | 257.4 | 237.6 | 277.2
C2N-CBD-P-B-T | Cameo® Keypad, Standard Mount, Black Textured | 396 | 257.4 | 237.6 | 277.2
C2N-CBD-P-DA-S | Cameo® Keypad, Standard Mount, Dark Almond Smooth | 396 | 257.4 | 237.6 | 277.2
C2N-CBD-P-DSK-T | Cameo® Keypad, Standard Mount, Dusk Textured | 396 | 257.4 | 237.6 | 277.2
C2N-CBD-P-GRY-S | Cameo® Keypad, Standard Mount, Gray Smooth | 396 | 257.4 | 237.6 | 277.2
C2N-CBD-P-IVR-S | Cameo® Keypad, Standard Mount, Ivory Smooth | 396 | 257.4 | 237.6 | 277.2
C2N-CBD-P-LAT-T | Cameo® Keypad, Standard Mount, Latte Textured | 396 | 257.4 | 237.6 | 277.2
C2N-CBD-P-RED-S | Cameo® Keypad, Standard Mount, Red Smooth | 396 | 257.4 | 237.6 | 277.2
C2N-CBD-P-W-S | Cameo® Keypad, Standard Mount, White Smooth | 396 | 257.4 | 237.6 | 277.2
C2N-CBD-P-W-T | Cameo® Keypad, Standard Mount, White Textured | 396 | 257.4 | 237.6 | 277.2
C2N-CBF-P-A-T | Cameo® Keypad, Flush Mount, Almond Textured | 396 | 257.4 | 237.6 | 277.2
C2N-CBF-P-B-T | Cameo® Keypad, Flush Mount, Black Textured | 396 | 257.4 | 237.6 | 277.2
C2N-CBF-P-DSK-T | Cameo® Keypad, Flush Mount, Dusk Textured | 396 | 257.4 | 237.6 | 277.2
C2N-CBF-P-LAT-T | Cameo® Keypad, Flush Mount, Latte Textured | 396 | 257.4 | 237.6 | 277.2
C2N-CBF-P-W-T | Cameo® Keypad, Flush Mount, White Textured | 396 | 257.4 | 237.6 | 277.2
C2N-CBV2-P-B-T KIT | Cameo® Keypad, Vimar™ Eikon® Mount, Black Textured | 550 | 357.5 | 330 | 385
C2N-CBV2-P-W-T KIT | Cameo® Keypad, Vimar™ Eikon® Mount, White Textured | 550 | 357.5 | 330 | 385
C2N-CBV-P-B-T KIT | Cameo® Keypad, Vimar™ Mount, Black Textured | 550 | 357.5 | 330 | 385
C2N-CBV-P-W-T KIT | Cameo® Keypad, Vimar™ Mount, White Textured | 550 | 357.5 | 330 | 385
C2N-HBLOCK | Multi-type Cresnet Distribution Block | 330 | 214.5 | 198 | 231
C2NI/INETI-FPB-T-S/STEEL | Architectural Faceplate for Cameo® International Keypad, Black Textured w/Stainless Steel Inlay | 56 | 36.4 | 33.6 | 39.2
C2NI/INETI-FPW-T-S/STEEL | Architectural Faceplate for Cameo® International Keypad, White Textured w/Stainless Steel Inlay | 56 | 36.4 | 33.6 | 39.2
C2NI-CB-A-T | Cameo® Keypad - International Version, Almond Textured | 396 | 257.4 | 237.6 | 277.2
C2NI-CB-B-T | Cameo® Keypad - International Version, Black Textured | 396 | 257.4 | 237.6 | 277.2
C2NI-CB-W-T | Cameo® Keypad - International Version, White Textured | 396 | 257.4 | 237.6 | 277.2
C2N-IO | Control Port Expansion Module | 330 | 214.5 | 198 | 231
C2N-IRGW-1G | Wall Mount IR Gateway | 550 | 357.5 | 330 | 385
C2N-IRGW-F | Flush Mount IR Gateway | 330 | 214.5 | 198 | 231
C2N-RMAK | Rack Mount Kit for C2N-NPA8 and C2N-SPWS300, 3U | 166 | 107.9 | 99.6 | 116.2
C2N-RTHS | Cresnet Remote Temperature and Relative Humidity Sensor | 386 | 250.9 | 231.6 | 270.2
C2N-SDC | Shade and Drape Controller, 2 outputs for 120 VAC 3-wire bidirectional motors | 386 | 250.9 | 231.6 | 270.2
C2N-SDC-DC | Shade and Drape Controller, 2 outputs for 24 VDC 2-wire bidirectional motors | 386 | 250.9 | 231.6 | 270.2
C2N-SPWS300 | Cresnet® Power Supply, 300 Watts | 1650 | 1072.5 | 990 | 1155
C2N-UNI8IO | Universal Keypad Interface | 210 | 136.5 | 126 | 147
C2N-VEQ4 | 4-Channel Volume/EQ Control Module | 990 | 643.5 | 594 | 693
C3COM-3 | 3-Series™ Control Card – 3 COM Ports | 770 | 500.5 | 462 | 539
C3IO-16 | 3-Series™ Control Card – 16 Versiport I/O Ports | 770 | 500.5 | 462 | 539
C3IR-8 | 3-Series™ Control Card – 8 IR Ports | 770 | 500.5 | 462 | 539
C3RY-16 | 3-Series™ Control Card – 16 Relay Ports | 770 | 500.5 | 462 | 539
C3RY-8 | 3-Series™ Control Card – 8 Relay Ports | 550 | 357.5 | 330 | 385
CAEN-1X1 | Automation Enclosure, 1 module high x 1 module wide | 264 | 171.6 | 158.4 | 184.8
CAEN-2X1 | Automation Enclosure, 2 modules high x 1 module wide | 264 | 171.6 | 158.4 | 184.8
CAEN-3X1-MLO-120/2P | Automation Enclosure, 3 modules high x 1 module wide, 6 breaker slots, split phase | 1430 | 929.5 | 858 | 1001
CAEN-4X1 | Automation Enclosure, 4 modules high x 1 module wide | 308 | 200.2 | 184.8 | 215.6
CAEN-4X2 | Automation Enclosure, 4 modules high x 2 modules wide | 594 | 386.1 | 356.4 | 415.8
CAEN-5X1-MLO-120/2P | Automation Enclosure, 5 modules high x 1 module wide, 20 breaker slots, split phase | 1760 | 1144 | 1056 | 1232
CAEN-5X1-MLO-120/3P | Automation Enclosure, 5 modules high x 1 module wide, 20 breaker slots, three phase | Contact | Call For Quote | Call For Quote | Call For Quote
CAEN-5X2-MLO-120/2P | Automation Enclosure, 5 modules high x 2 modules wide, 20 breaker slots, split phase | 2090 | 1358.5 | 1254 | 1463
CAEN-5X2-MLO-120/3P | Automation Enclosure, 5 modules high x 2 modules wide, 20 breaker slots, three phase | Contact | Call For Quote | Call For Quote | Call For Quote
CAEN-7X1 | Automation Enclosure, 7 modules high x 1 module wide | 550 | 357.5 | 330 | 385
CAEN-7X2 | Automation Enclosure, 7 modules high x 2 modules wide | 880 | 572 | 528 | 616
CAEN-BLOCK | Cresnet Network Termination Block for CAEN and CAENIB Automation Enclosures | 166 | 107.9 | 99.6 | 116.2
CAEN-BLOCK-CENCN-2-POE | Ethernet to Cresnet® Bridge for CAEN Automation Enclosures | 660 | 429 | 396 | 462
CAEN-CK-2X1 | Cover Extension Kit for CAEN/CAENIB-2X1 | 166 | 107.9 | 99.6 | 116.2
CAEN-CK-4X1 | Cover Extension Kit for CAEN/CAENIB-4X1 | 166 | 107.9 | 99.6 | 116.2
CAEN-CK-4X2 | Cover Extension Kit for CAEN/CAENIB-4X2 | 166 | 107.9 | 99.6 | 116.2
CAEN-CK-7X1 | Cover Extension Kit for CAEN/CAENIB-7X1 | 220 | 143 | 132 | 154
CAEN-CK-7X2 | Cover Extension Kit for CAEN/CAENIB-7X2 | 220 | 143 | 132 | 154
CAENIB-2X1 | Automation Enclosure, 2 modules high x 1 module wide - International Version | 386 | 250.9 | 231.6 | 270.2
CAENIB-4X1 | Automation Enclosure, 4 modules high x 1 module wide - International Version | 496 | 322.4 | 297.6 | 347.2
CAENIB-4X2 | Automation Enclosure, 4 modules high x 2 modules wide - International Version | 880 | 572 | 528 | 616
CAENIB-7X1 | Automation Enclosure, 7 modules high x 1 module wide - International Version | 826 | 536.9 | 495.6 | 578.2
CAENIB-7X2 | Automation Enclosure, 7 modules high x 2 modules wide - International Version | 1320 | 858 | 792 | 924
CAENIB-BP | Blank Cover Plates for CAENIB Automation Enclosures, 5-Pack | 166 | 107.9 | 99.6 | 116.2
CAEN-MK | CAEN Automation Enclosure Mounting Kit for C2N-NPA8 and C2N-SPWS300 | 56 | 36.4 | 33.6 | 39.2
CAEN-UMP1X1 | Universal Mounting Plate for CAEN Automation Enclosures, fits 1 Module Slot | 66 | 42.9 | 39.6 | 46.2
CAEN-UMP1X2 | Universal Mounting Plate for CAEN Automation Enclosures, fits 2 Module Slots, 1H x 2W | 86 | 55.9 | 51.6 | 60.2
CAEN-UMP1X2-DIN-PWS | CAEN Automation Enclosure Mounting Kit for 4-Series™ Automation Processor and Hub | 350 | 227.5 | 210 | 245
CAEN-UMP2X1 | Universal Mounting Plate for CAEN Automation Enclosures, fits 2 Module Slots, 2H x 1W | 86 | 55.9 | 51.6 | 60.2
CAEN-UMP2X2 | Universal Mounting Plate for CAEN Automation Enclosures, fits 4 Module Slots, 2H x 2W | 106 | 68.9 | 63.6 | 74.2
CAGE3 | Control Card Expansion Cage for AV3 | 550 | 357.5 | 330 | 385
CB2-BTNA-S_BLANK | Large Backlit Engravable Button Cap for Cameo Keypads, Almond Smooth, Engraving Not Included | 12 | 7.8 | 7.2 | 8.4
CB2-BTNA-S_ENGRAVED | Large Backlit Engravable Button Cap for Cameo Keypads, Almond Smooth, Includes Custom Engraving | 12 | 7.8 | 7.2 | 8.4
CB2-BTNA-T_BLANK | Large Backlit Engravable Button Cap for Cameo Keypads, Almond Textured, Engraving Not Included | 12 | 7.8 | 7.2 | 8.4
CB2-BTNA-T_ENGRAVED | Large Backlit Engravable Button Cap for Cameo Keypads, Almond Textured, Includes Custom Engraving | 12 | 7.8 | 7.2 | 8.4
CB2-BTNBRN-S_BLANK | Large Backlit Engravable Button Cap for Cameo Keypads, Brown Smooth, Engraving Not Included | 12 | 7.8 | 7.2 | 8.4
CB2-BTNBRN-S_ENGRAVED | Large Backlit Engravable Button Cap for Cameo Keypads, Brown Smooth, Includes Custom Engraving | 12 | 7.8 | 7.2 | 8.4
CB2-BTNB-S_BLANK | Large Backlit Engravable Button Cap for Cameo Keypads, Black Smooth, Engraving Not Included | 12 | 7.8 | 7.2 | 8.4
CB2-BTNB-S_ENGRAVED | Large Backlit Engravable Button Cap for Cameo Keypads, Black Smooth, Includes Custom Engraving | 12 | 7.8 | 7.2 | 8.4
CB2-BTNB-T_BLANK | Large Backlit Engravable Button Cap for Cameo Keypads, Black Textured, Engraving Not Included | 12 | 7.8 | 7.2 | 8.4
CB2-BTNB-T_ENGRAVED | Large Backlit Engravable Button Cap for Cameo Keypads, Black Textured, Includes Custom Engraving | 12 | 7.8 | 7.2 | 8.4
CB2-BTNDA-S_BLANK | Large Backlit Engravable Button Cap for Cameo Keypads, Dark Almond Smooth, Engraving Not Included | 12 | 7.8 | 7.2 | 8.4
CB2-BTNDA-S_ENGRAVED | Large Backlit Engravable Button Cap for Cameo Keypads, Dark Almond Smooth, Includes Custom Engraving | 12 | 7.8 | 7.2 | 8.4
CB2-BTNDSK-T_BLANK | Large Backlit Engravable Button Cap for Cameo Keypads, Dusk Textured, Engraving Not Included | 12 | 7.8 | 7.2 | 8.4
CB2-BTNDSK-T_ENGRAVED | Large Backlit Engravable Button Cap for Cameo Keypads, Dusk Textured, Includes Custom Engraving | 12 | 7.8 | 7.2 | 8.4
CB2-BTNGRY-S_BLANK | Large Backlit Engravable Button Cap for Cameo Keypads, Gray Smooth, Engraving Not Included | 12 | 7.8 | 7.2 | 8.4
CB2-BTNGRY-S_ENGRAVED | Large Backlit Engravable Button Cap for Cameo Keypads, Gray Smooth, Includes Custom Engraving | 12 | 7.8 | 7.2 | 8.4
CB2-BTNIVR-S_BLANK | Large Backlit Engravable Button Cap for Cameo Keypads, Ivory Smooth, Engraving Not Included | 12 | 7.8 | 7.2 | 8.4
CB2-BTNIVR-S_ENGRAVED | Large Backlit Engravable Button Cap for Cameo Keypads, Ivory Smooth, Includes Custom Engraving | 12 | 7.8 | 7.2 | 8.4
CB2-BTNLAT-T_BLANK | Large Backlit Engravable Button Cap for Cameo Keypads, Latte Textured, Engraving Not Included | 12 | 7.8 | 7.2 | 8.4
CB2-BTNLAT-T_ENGRAVED | Large Backlit Engravable Button Cap for Cameo Keypads, Latte Textured, Includes Custom Engraving | 12 | 7.8 | 7.2 | 8.4
CB2-BTNRED-S_BLANK | Large Backlit Engravable Button Cap for Cameo Keypads, Red Smooth, Engraving Not Included | 12 | 7.8 | 7.2 | 8.4
CB2-BTNRED-S_ENGRAVED | Large Backlit Engravable Button Cap for Cameo Keypads, Red Smooth, Includes Custom Engraving | 12 | 7.8 | 7.2 | 8.4
CB2-BTNW-S_BLANK | Large Backlit Engravable Button Cap for Cameo Keypads, White Smooth, Engraving Not Included | 12 | 7.8 | 7.2 | 8.4
CB2-BTNW-S_ENGRAVED | Large Backlit Engravable Button Cap for Cameo Keypads, White Smooth, Includes Custom Engraving | 12 | 7.8 | 7.2 | 8.4
CB2-BTNW-T_BLANK | Large Backlit Engravable Button Cap for Cameo Keypads, White Textured, Engraving Not Included | 12 | 7.8 | 7.2 | 8.4
CB2-BTNW-T_ENGRAVED | Large Backlit Engravable Button Cap for Cameo Keypads, White Textured, Includes Custom Engraving | 12 | 7.8 | 7.2 | 8.4
CB2E-BTNA-S_BLANK | Large Engravable Button Cap for Cameo Express Keypads, Almond Smooth, Engraving Not Included | 12 | 7.8 | 7.2 | 8.4
CB2E-BTNA-S_ENGRAVED | Large Engravable Button Cap for Cameo Express Keypads, Almond Smooth, Includes Custom Engraving | 12 | 7.8 | 7.2 | 8.4
CB2E-BTNB-S_BLANK | Large Engravable Button Cap for Cameo Express Keypads, Black Smooth, Engraving Not Included | 12 | 7.8 | 7.2 | 8.4
CB2E-BTNB-S_ENGRAVED | Large Engravable Button Cap for Cameo Express Keypads, Black Smooth, Includes Custom Engraving | 12 | 7.8 | 7.2 | 8.4
CB2E-BTNW-S_BLANK | Large Engravable Button Cap for Cameo Express Keypads, White Smooth, Engraving Not Included | 12 | 7.8 | 7.2 | 8.4
CB2E-BTNW-S_ENGRAVED | Large Engravable Button Cap for Cameo Express Keypads, White Smooth, Includes Custom Engraving | 12 | 7.8 | 7.2 | 8.4
CB3-BTNA-S_BLANK | Medium Backlit Engravable Button Cap for Cameo Keypads, Almond Smooth, Engraving Not Included | 12 | 7.8 | 7.2 | 8.4
CB3-BTNA-S_ENGRAVED | Medium Backlit Engravable Button Cap for Cameo Keypads, Almond Smooth, Includes Custom Engraving | 12 | 7.8 | 7.2 | 8.4
CB3-BTNA-T_BLANK | Medium Backlit Engravable Button Cap for Cameo Keypads, Almond Textured, Engraving Not Included | 12 | 7.8 | 7.2 | 8.4
CB3-BTNA-T_ENGRAVED | Medium Backlit Engravable Button Cap for Cameo Keypads, Almond Textured, Includes Custom Engraving | 12 | 7.8 | 7.2 | 8.4
CB3-BTNBRN-S_BLANK | Medium Backlit Engravable Button Cap for Cameo Keypads, Brown Smooth, Engraving Not Included | 12 | 7.8 | 7.2 | 8.4
CB3-BTNBRN-S_ENGRAVED | Medium Backlit Engravable Button Cap for Cameo Keypads, Brown Smooth, Includes Custom Engraving | 12 | 7.8 | 7.2 | 8.4
CB3-BTNB-S_BLANK | Medium Backlit Engravable Button Cap for Cameo Keypads, Black Smooth, Engraving Not Included | 12 | 7.8 | 7.2 | 8.4
CB3-BTNB-S_ENGRAVED | Medium Backlit Engravable Button Cap for Cameo Keypads, Black Smooth, Includes Custom Engraving | 12 | 7.8 | 7.2 | 8.4
CB3-BTNB-T_BLANK | Medium Backlit Engravable Button Cap for Cameo Keypads, Black Textured, Engraving Not Included | 12 | 7.8 | 7.2 | 8.4
CB3-BTNB-T_ENGRAVED | Medium Backlit Engravable Button Cap for Cameo Keypads, Black Textured, Includes Custom Engraving | 12 | 7.8 | 7.2 | 8.4
CB3-BTNDA-S_BLANK | Medium Backlit Engravable Button Cap for Cameo Keypads, Dark Almond Smooth, Engraving Not Included | 12 | 7.8 | 7.2 | 8.4
CB3-BTNDA-S_ENGRAVED | Medium Backlit Engravable Button Cap for Cameo Keypads, Dark Almond Smooth, Includes Custom Engraving | 12 | 7.8 | 7.2 | 8.4
CB3-BTNDSK-T_BLANK | Medium Backlit Engravable Button Cap for Cameo Keypads, Dusk Textured, Engraving Not Included | 12 | 7.8 | 7.2 | 8.4
CB3-BTNDSK-T_ENGRAVED | Medium Backlit Engravable Button Cap for Cameo Keypads, Dusk Textured, Includes Custom Engraving | 12 | 7.8 | 7.2 | 8.4
CB3-BTNGRY-S_BLANK | Medium Backlit Engravable Button Cap for Cameo Keypads, Gray Smooth, Engraving Not Included | 12 | 7.8 | 7.2 | 8.4
CB3-BTNGRY-S_ENGRAVED | Medium Backlit Engravable Button Cap for Cameo Keypads, Gray Smooth, Includes Custom Engraving | 12 | 7.8 | 7.2 | 8.4
CB3-BTNIVR-S_BLANK | Medium Backlit Engravable Button Cap for Cameo Keypads, Ivory Smooth, Engraving Not Included | 12 | 7.8 | 7.2 | 8.4
CB3-BTNIVR-S_ENGRAVED | Medium Backlit Engravable Button Cap for Cameo Keypads, Ivory Smooth, Includes Custom Engraving | 12 | 7.8 | 7.2 | 8.4
CB3-BTNLAT-T_BLANK | Medium Backlit Engravable Button Cap for Cameo Keypads, Latte Textured, Engraving Not Included | 12 | 7.8 | 7.2 | 8.4
CB3-BTNLAT-T_ENGRAVED | Medium Backlit Engravable Button Cap for Cameo Keypads, Latte Textured, Includes Custom Engraving | 12 | 7.8 | 7.2 | 8.4
CB3-BTNRED-S_BLANK | Medium Backlit Engravable Button Cap for Cameo Keypads, Red Smooth, Engraving Not Included | 12 | 7.8 | 7.2 | 8.4
CB3-BTNRED-S_ENGRAVED | Medium Backlit Engravable Button Cap for Cameo Keypads, Red Smooth, Includes Custom Engraving | 12 | 7.8 | 7.2 | 8.4
CB3-BTNW-S_BLANK | Medium Backlit Engravable Button Cap for Cameo Keypads, White Smooth, Engraving Not Included | 12 | 7.8 | 7.2 | 8.4
CB3-BTNW-S_ENGRAVED | Medium Backlit Engravable Button Cap for Cameo Keypads, White Smooth, Includes Custom Engraving | 12 | 7.8 | 7.2 | 8.4
CB3-BTNW-T_BLANK | Medium Backlit Engravable Button Cap for Cameo Keypads, White Textured, Engraving Not Included | 12 | 7.8 | 7.2 | 8.4
CB3-BTNW-T_ENGRAVED | Medium Backlit Engravable Button Cap for Cameo Keypads, White Textured, Includes Custom Engraving | 12 | 7.8 | 7.2 | 8.4
CB3E-BTNA-S_BLANK | Medium Engravable Button Cap for Cameo Express Keypads, Almond Smooth, Engraving Not Included | 12 | 7.8 | 7.2 | 8.4
CB3E-BTNA-S_ENGRAVED | Medium Engravable Button Cap for Cameo Express Keypads, Almond Smooth, Includes Custom Engraving | 12 | 7.8 | 7.2 | 8.4
CB3E-BTNB-S_BLANK | Medium Engravable Button Cap for Cameo Express Keypads, Black Smooth, Engraving Not Included | 12 | 7.8 | 7.2 | 8.4
CB3E-BTNB-S_ENGRAVED | Medium Engravable Button Cap for Cameo Express Keypads, Black Smooth, Includes Custom Engraving | 12 | 7.8 | 7.2 | 8.4
CB3E-BTNW-S_BLANK | Medium Engravable Button Cap for Cameo Express Keypads, White Smooth, Engraving Not Included | 12 | 7.8 | 7.2 | 8.4
CB3E-BTNW-S_ENGRAVED | Medium Engravable Button Cap for Cameo Express Keypads, White Smooth, Includes Custom Engraving | 12 | 7.8 | 7.2 | 8.4
CB6-BTNA-S_BLANK | Small Backlit Engravable Button Cap for Cameo Keypads, Almond Smooth, Engraving Not Included | 12 | 7.8 | 7.2 | 8.4
CB6-BTNA-S_ENGRAVED | Small Backlit Engravable Button Cap for Cameo Keypads, Almond Smooth, Includes Custom Engraving | 12 | 7.8 | 7.2 | 8.4
CB6-BTNA-T_BLANK | Small Backlit Engravable Button Cap for Cameo Keypads, Almond Textured, Engraving Not Included | 12 | 7.8 | 7.2 | 8.4
CB6-BTNA-T_ENGRAVED | Small Backlit Engravable Button Cap for Cameo Keypads, Almond Textured, Includes Custom Engraving | 12 | 7.8 | 7.2 | 8.4
CB6-BTNBRN-S_BLANK | Small Backlit Engravable Button Cap for Cameo Keypads, Brown Smooth, Engraving Not Included | 12 | 7.8 | 7.2 | 8.4
CB6-BTNBRN-S_ENGRAVED | Small Backlit Engravable Button Cap for Cameo Keypads, Brown Smooth, Includes Custom Engraving | 12 | 7.8 | 7.2 | 8.4
CB6-BTNB-S_BLANK | Small Backlit Engravable Button Cap for Cameo Keypads, Black Smooth, Engraving Not Included | 12 | 7.8 | 7.2 | 8.4
CB6-BTNB-S_ENGRAVED | Small Backlit Engravable Button Cap for Cameo Keypads, Black Smooth, Includes Custom Engraving | 12 | 7.8 | 7.2 | 8.4
CB6-BTNB-T_BLANK | Small Backlit Engravable Button Cap for Cameo Keypads, Black Textured, Engraving Not Included | 12 | 7.8 | 7.2 | 8.4
CB6-BTNB-T_ENGRAVED | Small Backlit Engravable Button Cap for Cameo Keypads, Black Textured, Includes Custom Engraving | 12 | 7.8 | 7.2 | 8.4
CB6-BTNDA-S_BLANK | Small Backlit Engravable Button Cap for Cameo Keypads, Dark Almond Smooth, Engraving Not Included | 12 | 7.8 | 7.2 | 8.4
CB6-BTNDA-S_ENGRAVED | Small Backlit Engravable Button Cap for Cameo Keypads, Dark Almond Smooth, Includes Custom Engraving | 12 | 7.8 | 7.2 | 8.4
CB6-BTNDSK-T_BLANK | Small Backlit Engravable Button Cap for Cameo Keypads, Dusk Textured, Engraving Not Included | 12 | 7.8 | 7.2 | 8.4
CB6-BTNDSK-T_ENGRAVED | Small Backlit Engravable Button Cap for Cameo Keypads, Dusk Textured, Includes Custom Engraving | 12 | 7.8 | 7.2 | 8.4
CB6-BTNGRY-S_BLANK | Small Backlit Engravable Button Cap for Cameo Keypads, Gray Smooth, Engraving Not Included | 12 | 7.8 | 7.2 | 8.4
CB6-BTNGRY-S_ENGRAVED | Small Backlit Engravable Button Cap for Cameo Keypads, Gray Smooth, Includes Custom Engraving | 12 | 7.8 | 7.2 | 8.4
CB6-BTNIVR-S_BLANK | Small Backlit Engravable Button Cap for Cameo Keypads, Ivory Smooth, Engraving Not Included | 12 | 7.8 | 7.2 | 8.4
CB6-BTNIVR-S_ENGRAVED | Small Backlit Engravable Button Cap for Cameo Keypads, Ivory Smooth, Includes Custom Engraving | 12 | 7.8 | 7.2 | 8.4
CB6-BTNLAT-T_BLANK | Small Backlit Engravable Button Cap for Cameo Keypads, Latte Textured, Engraving Not Included | 12 | 7.8 | 7.2 | 8.4
CB6-BTNLAT-T_ENGRAVED | Small Backlit Engravable Button Cap for Cameo Keypads, Latte Textured, Includes Custom Engraving | 12 | 7.8 | 7.2 | 8.4
CB6-BTNRED-S_BLANK | Small Backlit Engravable Button Cap for Cameo Keypads, Red Smooth, Engraving Not Included | 12 | 7.8 | 7.2 | 8.4
CB6-BTNRED-S_ENGRAVED | Small Backlit Engravable Button Cap for Cameo Keypads, Red Smooth, Includes Custom Engraving | 12 | 7.8 | 7.2 | 8.4
CB6-BTNW-S_BLANK | Small Backlit Engravable Button Cap for Cameo Keypads, White Smooth, Engraving Not Included | 12 | 7.8 | 7.2 | 8.4
CB6-BTNW-S_ENGRAVED | Small Backlit Engravable Button Cap for Cameo Keypads, White Smooth, Includes Custom Engraving | 12 | 7.8 | 7.2 | 8.4
CB6-BTNW-T_BLANK | Small Backlit Engravable Button Cap for Cameo Keypads, White Textured, Engraving Not Included | 12 | 7.8 | 7.2 | 8.4
CB6-BTNW-T_ENGRAVED | Small Backlit Engravable Button Cap for Cameo Keypads, White Textured, Includes Custom Engraving | 12 | 7.8 | 7.2 | 8.4
CB6E-BTNA-S_BLANK | Small Engravable Button Cap for Cameo Express Keypads, Almond Smooth, Engraving Not Included | 12 | 7.8 | 7.2 | 8.4
CB6E-BTNA-S_ENGRAVED | Small Engravable Button Cap for Cameo Express Keypads, Almond Smooth, Includes Custom Engraving | 12 | 7.8 | 7.2 | 8.4
CB6E-BTNB-S_BLANK | Small Engravable Button Cap for Cameo Express Keypads, Black Smooth, Engraving Not Included | 12 | 7.8 | 7.2 | 8.4
CB6E-BTNB-S_ENGRAVED | Small Engravable Button Cap for Cameo Express Keypads, Black Smooth, Includes Custom Engraving | 12 | 7.8 | 7.2 | 8.4
CB6E-BTNW-S_BLANK | Small Engravable Button Cap for Cameo Express Keypads, White Smooth, Engraving Not Included | 12 | 7.8 | 7.2 | 8.4
CB6E-BTNW-S_ENGRAVED | Small Engravable Button Cap for Cameo Express Keypads, White Smooth, Includes Custom Engraving | 12 | 7.8 | 7.2 | 8.4
CB6S-BTNA-S_BLANK | Split Small Backlit Engravable Button Cap Pair for Cameo Keypads, Almond Smooth, Engraving Not Included | 22 | 14.3 | 13.2 | 15.4
CB6S-BTNA-S_ENGRAVED | Split Small Backlit Engravable Button Cap Pair for Cameo Keypads, Almond Smooth, Includes Custom Engraving | 22 | 14.3 | 13.2 | 15.4
CB6S-BTNA-T_BLANK | Split Small Backlit Engravable Button Cap Pair for Cameo Keypads, Almond Textured, Engraving Not Included | 22 | 14.3 | 13.2 | 15.4
CB6S-BTNA-T_ENGRAVED | Split Small Backlit Engravable Button Cap Pair for Cameo Keypads, Almond Textured, Includes Custom Engraving | 22 | 14.3 | 13.2 | 15.4
CB6S-BTNBRN-S_BLANK | Split Small Backlit Engravable Button Cap Pair for Cameo Keypads, Brown Smooth, Engraving Not Included | 22 | 14.3 | 13.2 | 15.4
CB6S-BTNBRN-S_ENGRAVED | Split Small Backlit Engravable Button Cap Pair for Cameo Keypads, Brown Smooth, Includes Custom Engraving | 22 | 14.3 | 13.2 | 15.4
CB6S-BTNB-S_BLANK | Split Small Backlit Engravable Button Cap Pair for Cameo Keypads, Black Smooth, Engraving Not Included | 22 | 14.3 | 13.2 | 15.4
CB6S-BTNB-S_ENGRAVED | Split Small Backlit Engravable Button Cap Pair for Cameo Keypads, Black Smooth, Includes Custom Engraving | 22 | 14.3 | 13.2 | 15.4
CB6S-BTNB-T_BLANK | Split Small Backlit Engravable Button Cap Pair for Cameo Keypads, Black Textured, Engraving Not Included | 22 | 14.3 | 13.2 | 15.4
CB6S-BTNB-T_ENGRAVED | Split Small Backlit Engravable Button Cap Pair for Cameo Keypads, Black Textured, Includes Custom Engraving | 22 | 14.3 | 13.2 | 15.4
CB6S-BTNDA-S_BLANK | Split Small Backlit Engravable Button Cap Pair for Cameo Keypads, Dark Almond Smooth, Engraving Not Included | 22 | 14.3 | 13.2 | 15.4
CB6S-BTNDA-S_ENGRAVED | Split Small Backlit Engravable Button Cap Pair for Cameo Keypads, Dark Almond Smooth, Includes Custom Engraving | 22 | 14.3 | 13.2 | 15.4
CB6S-BTNDSK-T_BLANK | Split Small Backlit Engravable Button Cap Pair for Cameo Keypads, Dusk Textured, Engraving Not Included | 22 | 14.3 | 13.2 | 15.4
CB6S-BTNDSK-T_ENGRAVED | Split Small Backlit Engravable Button Cap Pair for Cameo Keypads, Dusk Textured, Includes Custom Engraving | 22 | 14.3 | 13.2 | 15.4
CB6S-BTNGRY-S_BLANK | Split Small Backlit Engravable Button Cap Pair for Cameo Keypads, Gray Smooth, Engraving Not Included | 22 | 14.3 | 13.2 | 15.4
CB6S-BTNGRY-S_ENGRAVED | Split Small Backlit Engravable Button Cap Pair for Cameo Keypads, Gray Smooth, Includes Custom Engraving | 22 | 14.3 | 13.2 | 15.4
CB6S-BTNIVR-S_BLANK | Split Small Backlit Engravable Button Cap Pair for Cameo Keypads, Ivory Smooth, Engraving Not Included | 22 | 14.3 | 13.2 | 15.4
CB6S-BTNIVR-S_ENGRAVED | Split Small Backlit Engravable Button Cap Pair for Cameo Keypads, Ivory Smooth, Includes Custom Engraving | 22 | 14.3 | 13.2 | 15.4
CB6S-BTNLAT-T_BLANK | Split Small Backlit Engravable Button Cap Pair for Cameo Keypads, Latte Textured, Engraving Not Included | 22 | 14.3 | 13.2 | 15.4
CB6S-BTNLAT-T_ENGRAVED | Split Small Backlit Engravable Button Cap Pair for Cameo Keypads, Latte Textured, Includes Custom Engraving | 22 | 14.3 | 13.2 | 15.4
CB6S-BTNRED-S_BLANK | Split Small Backlit Engravable Button Cap Pair for Cameo Keypads, Red Smooth, Engraving Not Included | 22 | 14.3 | 13.2 | 15.4
CB6S-BTNRED-S_ENGRAVED | Split Small Backlit Engravable Button Cap Pair for Cameo Keypads, Red Smooth, Includes Custom Engraving | 22 | 14.3 | 13.2 | 15.4
CB6S-BTNW-S_BLANK | Split Small Backlit Engravable Button Cap Pair for Cameo Keypads, White Smooth, Engraving Not Included | 22 | 14.3 | 13.2 | 15.4
CB6S-BTNW-S_ENGRAVED | Split Small Backlit Engravable Button Cap Pair for Cameo Keypads, White Smooth, Includes Custom Engraving | 22 | 14.3 | 13.2 | 15.4
CB6S-BTNW-T_BLANK | Split Small Backlit Engravable Button Cap Pair for Cameo Keypads, White Textured, Engraving Not Included | 22 | 14.3 | 13.2 | 15.4
CB6S-BTNW-T_ENGRAVED | Split Small Backlit Engravable Button Cap Pair for Cameo Keypads, White Textured, Includes Custom Engraving | 22 | 14.3 | 13.2 | 15.4
CB6SE-BTNA-S_BLANK | Split Small Engravable Button Cap Pair for Cameo Express Keypads, Almond Smooth, Engraving Not Included | 22 | 14.3 | 13.2 | 15.4
CB6SE-BTNA-S_ENGRAVED | Split Small Engravable Button Cap Pair for Cameo Express Keypads, Almond Smooth, Includes Custom Engraving | 22 | 14.3 | 13.2 | 15.4
CB6SE-BTNB-S_BLANK | Split Small Engravable Button Cap Pair for Cameo Express Keypads, Black Smooth, Engraving Not Included | 22 | 14.3 | 13.2 | 15.4
CB6SE-BTNB-S_ENGRAVED | Split Small Engravable Button Cap Pair for Cameo Express Keypads, Black Smooth, Includes Custom Engraving | 22 | 14.3 | 13.2 | 15.4
CB6SE-BTNW-S_BLANK | Split Small Engravable Button Cap Pair for Cameo Express Keypads, White Smooth, Engraving Not Included | 22 | 14.3 | 13.2 | 15.4
CB6SE-BTNW-S_ENGRAVED | Split Small Engravable Button Cap Pair for Cameo Express Keypads, White Smooth, Includes Custom Engraving | 22 | 14.3 | 13.2 | 15.4
CBI2-BTNA-T_BLANK | Set of (2) Large Backlit Engravable Button Caps for Cameo® International Keypad, Almond Textured, Engraving Not Included | 22 | 14.3 | 13.2 | 15.4
CBI2-BTNA-T_ENGRAVED | Set of (2) Large Backlit Engravable Button Caps for Cameo® International Keypad, Almond Textured, Includes Custom Engraving | 22 | 14.3 | 13.2 | 15.4
CBI2-BTNB-T_BLANK | Set of (2) Large Backlit Engravable Button Caps for Cameo® International Keypad, Black Textured, Engraving Not Included | 22 | 14.3 | 13.2 | 15.4
CBI2-BTNB-T_ENGRAVED | Set of (2) Large Backlit Engravable Button Caps for Cameo® International Keypad, Black Textured, Includes Custom Engraving | 22 | 14.3 | 13.2 | 15.4
CBI2-BTNW-T_BLANK | Set of (2) Large Backlit Engravable Button Caps for Cameo® International Keypad, White Textured, Engraving Not Included | 22 | 14.3 | 13.2 | 15.4
CBI2-BTNW-T_ENGRAVED | Set of (2) Large Backlit Engravable Button Caps for Cameo® International Keypad, White Textured, Includes Custom Engraving | 22 | 14.3 | 13.2 | 15.4
CBI3-BTNA-T_BLANK | Set of (3) Medium Backlit Engravable Button Caps for Cameo® International Keypad, Almond Textured, Engraving Not Included | 34 | 22.1 | 20.4 | 23.8
CBI3-BTNA-T_ENGRAVED | Set of (3) Medium Backlit Engravable Button Caps for Cameo® International Keypad, Almond Textured, Includes Custom Engraving | 34 | 22.1 | 20.4 | 23.8
CBI3-BTNB-T_BLANK | Set of (3) Medium Backlit Engravable Button Caps for Cameo® International Keypad, Black Textured, Engraving Not Included | 34 | 22.1 | 20.4 | 23.8
CBI3-BTNB-T_ENGRAVED | Set of (3) Medium Backlit Engravable Button Caps for Cameo® International Keypad, Black Textured, Includes Custom Engraving | 34 | 22.1 | 20.4 | 23.8
CBI3-BTNW-T_BLANK | Set of (3) Medium Backlit Engravable Button Caps for Cameo® International Keypad, White Textured, Engraving Not Included | 34 | 22.1 | 20.4 | 23.8
CBI3-BTNW-T_ENGRAVED | Set of (3) Medium Backlit Engravable Button Caps for Cameo® International Keypad, White Textured, Includes Custom Engraving | 34 | 22.1 | 20.4 | 23.8
CBI5-BTNLA-T_BLANK | Set of (4) Small and (1) Medium Button Caps, Backlit, Left Side, Engraving Not Included, Almond, Textured | 56 | 36.4 | 33.6 | 39.2
CBI5-BTNLA-T_ENGRAVED | Set of (4) Small and (1) Medium Button Caps, Backlit, Left Side, with Engraving, Almond, Textured | 56 | 36.4 | 33.6 | 39.2
CBI5-BTNLB-T_BLANK | Set of (4) Small and (1) Medium Button Caps, Backlit, Left Side, Engraving Not Included, Black, Textured | 56 | 36.4 | 33.6 | 39.2
CBI5-BTNLB-T_ENGRAVED | Set of (4) Small and (1) Medium Button Caps, Backlit, Left Side, with Engraving, Black, Textured | 56 | 36.4 | 33.6 | 39.2
CBI5-BTNLW-T_BLANK | Set of (4) Small and (1) Medium Button Caps, Backlit, Left Side, Engraving Not Included, White, Textured | 56 | 36.4 | 33.6 | 39.2
CBI5-BTNLW-T_ENGRAVED | Set of (4) Small and (1) Medium Button Caps, Backlit, Left Side, with Engraving, White, Textured | 56 | 36.4 | 33.6 | 39.2
CBI5-BTNRA-T_BLANK | Set of (4) Small and (1) Medium Button Caps, Backlit, Right Side, Engraving Not Included, Almond, Textured | 56 | 36.4 | 33.6 | 39.2
CBI5-BTNRA-T_ENGRAVED | Set of (4) Small and (1) Medium Button Caps, Backlit, Right Side, with Engraving, Almond, Textured | 56 | 36.4 | 33.6 | 39.2
CBI5-BTNRB-T_BLANK | Set of (4) Small and (1) Medium Button Caps, Backlit, Right Side, Engraving Not Included, Black, Textured | 56 | 36.4 | 33.6 | 39.2
CBI5-BTNRB-T_ENGRAVED | Set of (4) Small and (1) Medium Button Caps, Backlit, Right Side, with Engraving, Black, Textured | 56 | 36.4 | 33.6 | 39.2
CBI5-BTNRW-T_BLANK | Set of (4) Small and (1) Medium Button Caps, Backlit, Right Side, Engraving Not Included, White, Textured | 56 | 36.4 | 33.6 | 39.2
CBI5-BTNRW-T_ENGRAVED | Set of (4) Small and (1) Medium Button Caps, Backlit, Right Side, with Engraving, White, Textured | 56 | 36.4 | 33.6 | 39.2
CBL-4K-DP-HD-12 | Active Converter Cable, DisplayPort to HDMI®, 18 Gbps, 12 ft (3.6 m) | 154 | 100.1 | 92.4 | 107.8
CBL-4K-DP-HD-6 | Active Converter Cable, DisplayPort to HDMI®, 18 Gbps, 6 ft (1.8 m) | 132 | 85.8 | 79.2 | 92.4
CBL-4K-USBC-HD-12 | Active Converter Cable, USB-C® to HDMI®, 18 Gbps, 12 ft (3.6 m) | 166 | 107.9 | 99.6 | 116.2
CBL-4K-USBC-HD-6 | Active Converter Cable, USB-C® to HDMI®, 18 Gbps, 6 ft (1.8 m) | 144 | 93.6 | 86.4 | 100.8
CBL-8K-HD-1.5 | Certified HDMI® 2.1 Cable, 48 Gbps, 1.5 ft (0.5 m) | 50 | 32.5 | 30 | 35
CBL-8K-HD-12 | Certified HDMI® 2.1 Cable, 48 Gbps, 12 ft (3.7 m) | 100 | 65 | 60 | 70
CBL-8K-HD-16 | Certified HDMI® 2.1 Cable, 48 Gbps, 16 ft (5 m) | 130 | 84.5 | 78 | 91
CBL-8K-HD-3 | Certified HDMI® 2.1 Cable, 48 Gbps, 3 ft (0.9 m) | 60 | 39 | 36 | 42
CBL-8K-HD-6 | Certified HDMI® 2.1 Cable, 48 Gbps, 6 ft (1.8 m) | 70 | 45.5 | 42 | 49
CBL-8K-HD-9 | Certified HDMI® 2.1 Cable, 48 Gbps, 9 ft (2.7 m) | 90 | 58.5 | 54 | 63
CBL-AUDIO-12 | Crestron® Certified Mini-TRS Stereo Audio Interface Cable, 12 ft | 12 | 7.8 | 7.2 | 8.4
CBL-AUDIO-6 | Crestron® Certified Mini-TRS Stereo Audio Interface Cable, 6 ft | 8 | 5.2 | 4.8 | 5.6
CBL-AUD-TBLOCK5-12 | Stereo Balanced Audio Cable, 5-pos. 3.5mm t-blocks, 12 ft (3.6 m) | 100 | 65 | 60 | 70
[Release Date TBA]
CBL-CAT5E-7 | CAT5e Cable, RJ45-to-RJ45, Black, 7 ft (2.1 m) | 100 | 65 | 60 | 70
CBL-CAT5E-ZUMLINK-P-0.5 | Zum® Wired CAT5e Cable with Link Communication for In-Room Wiring, Plenum, Orange, 6 in. | Contact for Pricing | Call For Quote | Call For Quote | Call For Quote
CBL-CAT5E-ZUMLINK-P-12 | Zum® Wired CAT5e Cable with Link Communication for In-Room Wiring, Plenum, Orange, 12 ft | Contact for Pricing | Call For Quote | Call For Quote | Call For Quote
CBL-CAT5E-ZUMLINK-P-12-10PK | Zum® Wired CAT5e Cable with Link Communication for In-Room Wiring, Plenum, Orange, 12 ft, 10 Pack | Contact for Pricing | Call For Quote | Call For Quote | Call For Quote
CBL-CAT5E-ZUMLINK-P-25 | Zum® Wired CAT5e Cable with Link Communication for In-Room Wiring, Plenum, Orange, 25 ft | Contact for Pricing | Call For Quote | Call For Quote | Call For Quote
CBL-CAT5E-ZUMLINK-P-25-10PK | Zum® Wired CAT5e Cable with Link Communication for In-Room Wiring, Plenum, Orange, 25 ft, 10 Pack | Contact for Pricing | Call For Quote | Call For Quote | Call For Quote
CBL-CAT5E-ZUMLINK-P-3 | Zum® Wired CAT5e Cable with Link Communication for In-Room Wiring, Plenum, Orange, 3 ft | Contact for Pricing | Call For Quote | Call For Quote | Call For Quote
CBL-CAT5E-ZUMLINK-P-50 | Zum® Wired CAT5e Cable with Link Communication for In-Room Wiring, Plenum, Orange, 50 ft | Contact for Pricing | Call For Quote | Call For Quote | Call For Quote
CBL-CAT5E-ZUMLINK-P-6 | Zum® Wired CAT5e Cable with Link Communication for In-Room Wiring, Plenum, Orange, 6 ft | Contact for Pricing | Call For Quote | Call For Quote | Call For Quote
CBL-CAT5E-ZUMNET-P-100 | Zum® Wired CAT5e Cable with Net Communication for LAN Wiring, Plenum, Purple, 100 ft | Contact for Pricing | Call For Quote | Call For Quote | Call For Quote
CBL-CAT5E-ZUMNET-P-25 | Zum® Wired CAT5e Cable with Net Communication for LAN Wiring, Plenum, Purple, 25 ft | Contact for Pricing | Call For Quote | Call For Quote | Call For Quote
CBL-CAT5E-ZUMNET-P-50 | Zum® Wired CAT5e Cable with Net Communication for LAN Wiring, Plenum, Purple, 50 ft | Contact for Pricing | Call For Quote | Call For Quote | Call For Quote
CBL-CONFIG-KIT | Cable Kit for System Configuration | 78 | 50.7 | 46.8 | 54.6
CBL-DVI-3 | Crestron® Certified DVI-D Interface Cable, 3 ft | 44 | 28.6 | 26.4 | 30.8
CBL-DVI-6 | Crestron® Certified DVI-D Interface Cable, 6 ft | 52 | 33.8 | 31.2 | 36.4
CBL-HD-1.5 | Crestron® Certified HDMI® Interface Cable, 18 Gbps, 1.5 ft (0.45 m) | 36 | 23.4 | 21.6 | 25.2
[Limited Supply]
CBL-HD-20 | Crestron® Certified HDMI® Interface Cable, 18 Gbps, 20 ft (6.1 m) | 110 | 71.5 | 66 | 77
CBL-HD-30 | Crestron® Certified HDMI® Interface Cable, 10.2 Gbps, 30 ft (9.1 m) | 154 | 100.1 | 92.4 | 107.8
CBL-HD-6 | Crestron® Certified HDMI® Interface Cable, 18 Gbps, 6 ft (1.8 m) | 56 | 36.4 | 33.6 | 39.2
[Limited Supply]
CBL-HD-DVI-1.5 | Crestron® Certified HDMI® to DVI Interface Cable, 1.5 ft | 36 | 23.4 | 21.6 | 25.2
CBL-HD-DVI-12 | Crestron® Certified HDMI® to DVI Interface Cable, 12 ft | 78 | 50.7 | 46.8 | 54.6
CBL-HD-DVI-3 | Crestron® Certified HDMI® to DVI Interface Cable, 3 ft | 44 | 28.6 | 26.4 | 30.8
CBL-HD-DVI-6 | Crestron® Certified HDMI® to DVI Interface Cable, 6 ft | 56 | 36.4 | 33.6 | 39.2
CBL-HD-THIN-HS-6 | HDMI Cable, Thin, Type A Male-to-Male, 6 ft (1.83 m) | 56 | 36.4 | 33.6 | 39.2
CBL-PWR-CTRL-P-TL-50 | 4-Conductor Link Cable for BPC-8, Plenum, 50 ft | 66 | 42.9 | 39.6 | 46.2
CBLRA-INSERT-BLANK | Blank Spacer Insert for Cable Retractor Mounting Brackets | 34 | 22.1 | 20.4 | 23.8
CBL-RCA2-12 | Crestron® Certified RCA Stereo Audio Interface Cable, 12 ft | 32 | 20.8 | 19.2 | 22.4
CBL-RCA2-6 | Crestron® Certified RCA Stereo Audio Interface Cable, 6 ft | 26 | 16.9 | 15.6 | 18.2
CBL-SERIAL-DB9F-6 | 3.5mm TRS to DB9F RS-232 Control Cable, 6 ft | 44 | 28.6 | 26.4 | 30.8
CBL-SERIAL-DB9-L-12 | Serial Cable, DB9F to Flying Leads, 12 ft (3.6 m) | 44 | 28.6 | 26.4 | 30.8
CBL-USB2-A-C-12 | USB Cable, USB-A Male to USB-C® Male, USB 2.0, 12 ft (3.7 m) | 60 | 39 | 36 | 42
CBL-USB2-A-C-9 | USB Cable, USB-A Male to USB-C® Male, USB 2.0, 9 ft (2.7 m) | 50 | 32.5 | 30 | 35
CBL-USB3G1-C-C-6 | USB Cable, USB-C® Male to USB-C Male, USB 3.2 Gen 1 (5 Gbps), DisplayPort™ Alt Mode, 100 W, 6 ft (1.8 m) | 60 | 39 | 36 | 42
CBL-USB3G2-A-C-3 | USB Cable, USB-A Male to USB-C® Male, USB 3.2 Gen 2 (10 Gbps), 3 ft (0.9 m) | 50 | 32.5 | 30 | 35
CBL-USB3G2-C-C-3 | USB Cable, USB-C® Male to USB-C Male, USB 3.2 Gen 2 (10 Gbps), DisplayPort™ Alt Mode, 100 W, 3 ft (0.9 m) | 50 | 32.5 | 30 | 35
CBL-USB-A-BMICRO-6 | USB Cable, USB Type A Male to Micro-B Male, 6 ft (1.83 m) | 56 | 36.4 | 33.6 | 39.2
CBL-USB-A-EXT-15 | USB Extension Cable, USB Type A Male-to-Female, 15 ft (4.57 m) (Not Sold Separately) | N/A | Call For Quote | Call For Quote | Call For Quote
CBL-USBC-HD-9 | USB-C™ to HDMI® Converter Cable, USB Type-C™ Male to HDMI Type A Male, 9 ft (2.7 m) | Pricing N/A | Call For Quote | Call For Quote | Call For Quote
CBL-VGA-6 | Crestron® Certified Computer VGA Interface Cable, 6 ft | 26 | 16.9 | 15.6 | 18.2
CBL-VGA-AUD-12 | Crestron® Certified Computer VGA Interface Cable w/Audio, 12 ft | 66 | 42.9 | 39.6 | 46.2
CBL-VGA-AUD-6 | Crestron® Certified Computer VGA Interface Cable w/Audio, 6 ft | 44 | 28.6 | 26.4 | 30.8
CCR-L-1 | Crestron® Color Ring | 34 | 22.1 | 20.4 | 23.8
CCS-CAM-USB-F-400 | Huddly IQ™ Collaboration Camera (Not Sold Separately) | Pricing N/A | Call For Quote | Call For Quote | Call For Quote
CCS-UCA-KB-USB | Wireless Keyboard w/Touchpad (Not Sold Separately) | Pricing N/A | Call For Quote | Call For Quote | Call For Quote
CCS-UCA-MIC | Microphone Pod | 386 | 250.9 | 231.6 | 270.2
CCS-UCA-SMK | Swivel Mount Kit for CCS-UC-1 | 276 | 179.4 | 165.6 | 193.2
CEN-CI3-1-POE | 3-Series® Card Interface – 1 Slot, w/PoE Injector | 660 | 429 | 396 | 462
CEN-CI3-3 | 3-Series® Control Processor Card Interface – 3 Slot | 1980 | 1287 | 1188 | 1386
CEN-GW1 | Universal Wireless Gateway - ER, SG, and infiNET EX® Wireless | 660 | 429 | 396 | 462
CEN-GWEXER | infiNET EX® Network and ER Wireless Gateway | 496 | 322.4 | 297.6 | 347.2
CEN-GWEXER-PWE | infiNET EX® & ER Wireless Gateway w/PoE Injector | 606 | 393.9 | 363.6 | 424.2
CENI-GWEXER | infiNET EX® Network and ER Wireless Gateway – International Version | 496 | 322.4 | 297.6 | 347.2
CENI-GWEXER-PWE | infiNET EX® & ER Wireless Gateway w/PoE Injector – International Version | 606 | 393.9 | 363.6 | 424.2
CEN-IO-COM-102 | Wired Ethernet Module with 2 COM Ports | 408 | 265.2 | 244.8 | 285.6
CEN-IO-COM-202 | Wi-Fi® Network I/O Extender with 2 COM Ports | 408 | 265.2 | 244.8 | 285.6
CEN-IO-DIGIN-104 | Wired Ethernet Module with 4 Digital Inputs | 408 | 265.2 | 244.8 | 285.6
CEN-IO-DIGIN-204 | Wi-Fi® Network I/O Extender with 4 Digital Inputs | 408 | 265.2 | 244.8 | 285.6
CEN-IO-IR-104 | Wired Ethernet Module with 4 IR Ports | 408 | 265.2 | 244.8 | 285.6
CEN-IO-IR-204 | Wi-Fi® Network I/O Extender with 4 IR Ports | 408 | 265.2 | 244.8 | 285.6
CEN-IO-RY-104 | Wired Ethernet Module with 4 Relay Ports | 408 | 265.2 | 244.8 | 285.6
CEN-IO-RY-204 | Wi-Fi® Network I/O Extender with 4 Relay Ports | 408 | 265.2 | 244.8 | 285.6
CEN-ODT-C-POE | Dual-Technology Occupancy Sensor, PoE, 2,000 Sq Ft | 550 | 357.5 | 330 | 385
CEN-RPP-CAT6-24 | 24-Port CAT6 RJ45 Patch Panel | 330 | 214.5 | 198 | 231
CEN-SWPOE-16 | 16-Port Managed PoE Switch | 2916 | 1895.4 | 1749.6 | 2041.2
CEN-SW-POE-5 | 5-Port PoE Switch | 440 | 286 | 264 | 308
CGDMX-512BI | Interface DMX-512, Bi-directional | 1210 | 786.5 | 726 | 847
CGEIB-IP | KNX/IP-Gateway | 1320 | 858 | 792 | 924
CHVI-RTS-1G-N-W | Wall Mount Remote Temperature Sensor, White | 198 | 128.7 | 118.8 | 138.6
CHVI-RTS-1G-SM-W | Surface Mount Remote Temperature Sensor, White | 198 | 128.7 | 118.8 | 138.6
CHV-RSS | Remote Slab Sensor and Outdoor Temperature Sensor | 276 | 179.4 | 165.6 | 193.2
CHV-RTHS | Remote Temperature and Relative Humidity Sensor | 276 | 179.4 | 165.6 | 193.2
CHV-RTS | Remote Temperature Sensor | 166 | 107.9 | 99.6 | 116.2
CHV-TSTATEX-FCU-A-T | infiNET EX® Thermostat, Fan Coil Unit, Almond Textured | 550 | 357.5 | 330 | 385
CHV-TSTATEX-FCU-B-T | infiNET EX® Thermostat, Fan Coil Unit, Black Textured | 550 | 357.5 | 330 | 385
CHV-TSTATEX-FCU-W-T | infiNET EX® Thermostat, Fan Coil Unit, White Textured | 550 | 357.5 | 330 | 385
CHV-TSTAT-FCU-A | Heating/Cooling Fan-Coil Thermostat, Almond | 550 | 357.5 | 330 | 385
CHV-TSTAT-FCU-B | Heating/Cooling Fan-Coil Thermostat, Black | 550 | 357.5 | 330 | 385
CHV-TSTAT-FCU-PIR-10-W-T | 0-10V Heating/Cooling Fan-Coil Thermostat, White Textured | 550 | 357.5 | 330 | 385
CHV-TSTAT-FCU-W | Heating/Cooling Fan-Coil Thermostat, White | 550 | 357.5 | 330 | 385
CI-KNX | KNX IP Interface | 396 | 257.4 | 237.6 | 277.2
CI-SOMFY-RTS | RS485 Somfy RTS Interface | 474 | 308.1 | 284.4 | 331.8
CLB-120-20A | Thermal Magnetic Breaker for CAEN-MLO, 120V, 20A | 34 | 22.1 | 20.4 | 23.8
CLB-120-20A-AFCI | Combination Arc Fault Breaker for CAEN-MLO, 120V, 20A | 220 | 143 | 132 | 154
CLB-120-20A-GFCI | Ground Fault Breaker for CAEN-MLO, 120V, 20A | 220 | 143 | 132 | 154
CLC-1LEDPWM-RGBW-EX | RGBW LED Controller | 220 | 143 | 132 | 154
CLC-FANDELVEX-W | Wireless Lighting and Fan Controller, White | 330 | 214.5 | 198 | 231
CLCI-1DIMFLV2EX-W | Wireless In-Ceiling 0-10V Dimmer, 230VAC | 286 | 185.9 | 171.6 | 200.2
CLCI-1SW2EX-W | Wireless In-Ceiling Switch, 230VAC | 286 | 185.9 | 171.6 | 200.2
CLCI-DIMUEX-W | Wireless In-Ceiling Dimmer, 230VAC | 286 | 185.9 | 171.6 | 200.2
CLCI-MCEX-W | Wireless Motor Controller, 230VAC | 396 | 257.4 | 237.6 | 277.2
CLF-LAMPCORD-W | Lamp Switch Control Cord for CLF-LDIMUEX-W-CORD | 34 | 22.1 | 20.4 | 23.8
CLF-LDIMUEX-W | Wireless Lamp Dimmer, 120V, White | 286 | 185.9 | 171.6 | 200.2
CLF-LDIMUEX-W-CORD | Wireless Lamp Dimmer w/Lamp Switch Control Input, 120V, White | 330 | 214.5 | 198 | 231
CLK-AYRMNT | Yale® Demo Lock Display - Empty | 160 | 104 | 96 | 112
CLK-YL-ANTB6XXTD-GSK | Thin Door Mounting Kit for Yale® nexTouch® Lever Locks with Touchscreen Keypad | 70 | 45.5 | 42 | 49
CLK-YL-AYRD200-KWKA-03 | Key Alike Replacement Cylinder for Yale® Deadbolt Locks, Kwikset® style (max. 5 with same key), Polished Brass | 12 | 7.8 | 7.2 | 8.4
CLK-YL-AYRD200-KWKA-26 | Key Alike Replacement Cylinder for Yale® Deadbolt Locks, Kwikset® style (max. 5 with same key), Chrome | 12 | 7.8 | 7.2 | 8.4
CLK-YL-AYRD200-SCKA-03 | Key Alike Replacement Cylinder for Yale® Deadbolt Locks, Schlage® style (max. 5 with same key), Polished Brass | 12 | 7.8 | 7.2 | 8.4
CLK-YL-AYRD200-SCKA-26 | Key Alike Replacement Cylinder for Yale® Deadbolt Locks, Schlage® style (max. 5 with same key), Chrome | 12 | 7.8 | 7.2 | 8.4
CLK-YL-AYRD200-SCKD-03 | Replacement Cylinder for Yale® Deadbolt Locks, Schlage® style, Polished Brass | 12 | 7.8 | 7.2 | 8.4
CLK-YL-AYRD200-SCKD-26 | Replacement Cylinder for Yale® Deadbolt Locks, Schlage® style, Chrome | 12 | 7.8 | 7.2 | 8.4
CLK-YL-AYRD220-1-0BP | Cylinder Housing for Yale® Touch Screen Locks, Oil-Rubbed Bronze | 30 | 19.5 | 18 | 21
CLK-YL-AYRD220-1-605 | Cylinder Housing for Yale® Touch Screen Locks, Polished Brass | 30 | 19.5 | 18 | 21
CLK-YL-AYRD220-1-619 | Cylinder Housing for Yale® Touch Screen Locks, Satin Nickel | 30 | 19.5 | 18 | 21
CLK-YL-AYRDB-DRIVE | Drive-in Latch for Yale® Deadbolt Locks | 10 | 6.5 | 6 | 7
CLK-YL-AYRDT216-PB-GSK | Thin Door Gasket for Yale® Assure Lock™ Push Button Deadbolt, Black | 4 | 2.6 | 2.4 | 2.8
CLK-YL-AYRDT226-TS-GSK | Thin Door Gasket for Yale® Assure Lock™ Touchscreen Deadbolt, Black | 4 | 2.6 | 2.4 | 2.8
CLK-YL-AYRDT246-TS-GSK | Thin Door Gasket for Yale® Assure Lock™ Touchscreen Key Free Deadbolt, Black | 4 | 2.6 | 2.4 | 2.8
CLK-YL-AYRL200-KWKA-03 | Key Alike Replacement Cylinder for Yale® Lever Locks, Kwikset® style (max. 5 with same key), Polished Brass | 12 | 7.8 | 7.2 | 8.4
CLK-YL-AYRL200-KWKA-26 | Key Alike Replacement Cylinder for Yale® Lever Locks, Kwikset® style (max. 5 with same key), Chrome | 12 | 7.8 | 7.2 | 8.4
CLK-YL-AYRL200-SCKA-03 | Key Alike Replacement Cylinder for Yale® Lever Locks, Schlage® style (max. 5 with same key), Polished Brass | 12 | 7.8 | 7.2 | 8.4
CLK-YL-AYRL200-SCKA-26 | Key Alike Replacement Cylinder for Yale® Lever Locks, Schlage® style (max. 5 with same key), Chrome | 12 | 7.8 | 7.2 | 8.4
CLK-YL-AYRL200-SCKD-03 | Replacement Cylinder for Yale® Lever Locks, Schlage® style, Polished Brass | 12 | 7.8 | 7.2 | 8.4
CLK-YL-AYRL200-SCKD-26 | Replacement Cylinder for Yale® Lever Locks, Schlage® style, Chrome | 12 | 7.8 | 7.2 | 8.4
CLK-YL-AYRL-DRIVE-26 | Drive-in Latch for Yale® Lever Locks | 10 | 6.5 | 6 | 7
CLK-YL-NTB620-CR2-605 | Yale® nexTouch™ Lever Lock w/Touchscreen Keypad & infiNET EX® Technology, Bright Brass | 691 | 449.15 | 414.6 | 483.7
CLK-YL-NTB620-CR2-613E | Yale® nexTouch™ Lever Lock w/Touchscreen Keypad & infiNET EX® Technology, Satin Bronze | 691 | 449.15 | 414.6 | 483.7
CLK-YL-NTB620-CR2-626 | Yale® nexTouch™ Lever Lock w/Touchscreen Keypad & infiNET EX® Technology, Satin Nickel | 691 | 449.15 | 414.6 | 483.7
CLK-YL-NTB620-CR2-BSP | Yale® nexTouch® Lever Locks with Touchscreen Keypad & infiNET EX® Technology, Black Suede | 1000 | 650 | 600 | 700
CLK-YL-YR05D833 | Lever Pair for Yale® Lever Locks, Milan, Polished Brass | 35 | 22.75 | 21 | 24.5
CLK-YL-YR05D83K | Lever Pair for Yale® Lever Locks, Milan, Oil-Rubbed Bronze | 35 | 22.75 | 21 | 24.5
CLK-YL-YR05D83N | Lever Pair for Yale® Lever Locks, Milan, Satin Nickel | 35 | 22.75 | 21 | 24.5
CLK-YL-YR05D843 | Lever Pair for Yale® Lever Locks, Marina, Polished Brass | 35 | 22.75 | 21 | 24.5
CLK-YL-YR05D84K | Lever Pair for Yale® Lever Locks, Marina, Oil-Rubbed Bronze | 35 | 22.75 | 21 | 24.5
CLK-YL-YR05D84N | Lever Pair for Yale® Lever Locks, Marina, Satin Nickel | 35 | 22.75 | 21 | 24.5
CLK-YL-YR05D853 | Lever Pair for Yale® Lever Locks, McClure, Polished Brass | 35 | 22.75 | 21 | 24.5
CLK-YL-YR05D85K | Lever Pair for Yale® Lever Locks, McClure, Oil-Rubbed Bronze | 35 | 22.75 | 21 | 24.5
CLK-YL-YR05D85N | Lever Pair for Yale® Lever Locks, McClure, Satin Nickel | 35 | 22.75 | 21 | 24.5
CLK-YL-YR05D873 | Lever Pair for Yale® Lever Locks, Academy, Polished Brass | 35 | 22.75 | 21 | 24.5
CLK-YL-YR05D87K | Lever Pair for Yale® Lever Locks, Academy, Oil-Rubbed Bronze | 35 | 22.75 | 21 | 24.5
CLK-YL-YR05D87N | Lever Pair for Yale® Lever Locks, Academy, Satin Nickel | 35 | 22.75 | 21 | 24.5
CLK-YL-YR05D883 | Lever Pair for Yale® Lever Locks, Norwood (standard), Polished Brass | 35 | 22.75 | 21 | 24.5
CLK-YL-YR05D88K | Lever Pair for Yale® Lever Locks, Norwood (standard), Oil-Rubbed Bronze | 35 | 22.75 | 21 | 24.5
CLK-YL-YR05D88N | Lever Pair for Yale® Lever Locks, Norwood (standard), Satin Nickel | 35 | 22.75 | 21 | 24.5
CLK-YL-YRD216-CR2-619 | Yale® Assure Lock™ Wireless Deadbolt w/ infiNET EX® and Pushbutton Keypad , Satin Nickel | 385 | 250.25 | 231 | 269.5
CLK-YL-YRD216-CR2-OBP | Yale® Assure Lock™ Wireless Deadbolt w/ infiNET EX® and Pushbutton Keypad , Oil-Rubbed Bronze | 385 | 250.25 | 231 | 269.5
CLK-YL-YRD216-CR2-P05 | Yale® Assure Lock® Wireless Deadbolt with infiNET EX® and Pushbutton Keypad, Lifetime Brass | 385 | 250.25 | 231 | 269.5
CLK-YL-YRD226-CR2-619 | Yale® Assure Lock® Wireless Deadbolt with infiNET EX® and Touchscreen Keypad, Satin Nickel | 462 | 300.3 | 277.2 | 323.4
CLK-YL-YRD226-CR2-BSP | Yale® Assure Lock® Wireless Deadbolt with infiNET EX® and Touchscreen Keypad, Black Suede | 462 | 300.3 | 277.2 | 323.4
CLK-YL-YRD226-CR2-OBP | Yale® Assure Lock® Wireless Deadbolt with infiNET EX® and Touchscreen Keypad, Oil-Rubbed Bronze | 462 | 300.3 | 277.2 | 323.4
CLK-YL-YRD226-CR2-P05 | Yale® Assure Lock® Wireless Deadbolt with infiNET EX® and Touchscreen Keypad, Lifetime Brass | 462 | 300.3 | 277.2 | 323.4
CLK-YL-YRD256-CR2-619 | Yale Real Living® Assure Lock® SL – Key Free Touchscreen Deadbolt w/infiNET EX® Technology, Satin Nickel | 462 | 300.3 | 277.2 | 323.4
CLK-YL-YRD256-CR2-BSP | Yale Real Living® Assure Lock® SL – Key Free Touchscreen Deadbolt w/infiNET EX® Technology, Black Suede | 462 | 300.3 | 277.2 | 323.4
CLK-YL-YRD256-CR2-OBP | Yale Real Living® Assure Lock® SL – Key Free Touchscreen Deadbolt w/infiNET EX® Technology, Oil-Rubbed Bronze | 462 | 300.3 | 277.2 | 323.4
CLK-YL-YRD256-CR2-P05 | Yale Real Living® Assure Lock® SL Key Free Touchscreen Deadbolt with infiNET EX® Technology, Lifetime Brass | 462 | 300.3 | 277.2 | 323.4
CLK-YL-YRL216-CR2-605 | Yale® Assure Lever Lock, Pushbutton Keypad with infiNET EX® Technology, Polished Brass | 385 | 250.25 | 231 | 269.5
CLK-YL-YRL216-CR2-619 | Yale® Assure Lever Lock, Pushbutton Keypad with infiNET EX® Technology, Satin Nickel | 385 | 250.25 | 231 | 269.5
CLK-YL-YRL216-CR2-OBP | Yale® Assure Lever Lock, Pushbutton Keypad with infiNET EX® Technology, Oil Rubbed Bronze | 385 | 250.25 | 231 | 269.5
CLK-YL-YRL226-CR2-605 | Yale® Assure Lever Lock, Touchscreen Keypad with infiNET EX® Technology, Polished Brass | 462 | 300.3 | 277.2 | 323.4
CLK-YL-YRL226-CR2-619 | Yale® Assure Lever Lock, Touchscreen Keypad with infiNET EX® Technology, Satin Nickel | 462 | 300.3 | 277.2 | 323.4
CLK-YL-YRL226-CR2-OBP | Yale® Assure Lever Lock, Touchscreen Keypad with infiNET EX® Technology, Oil Rubbed Bronze | 462 | 300.3 | 277.2 | 323.4
CLP-HUB-SW-POE-10 | Lighting Network Expansion Panel with 7 PoE Ports | Contact for Pricing | Call For Quote | Call For Quote | Call For Quote
CLP-HUB-SW-POE-16 | Lighting Network Expansion Panel with Ethernet to Cresnet® Network Bridge, 2 Cresnet Subnets, and 14 PoE+ Ports | Contact for Pricing. | Call For Quote | Call For Quote | Call For Quote
CLP-HUB-SW-POE-5 | Lighting Network Expansion Panel with Ethernet to Cresnet® Network Bridge, 2 Cresnet Subnets, and 3 PoE Ports | Contact for Pricing | Call For Quote | Call For Quote | Call For Quote
CL-SPACEBUILDER-CAEN-FT | SpaceBuilder® System - CAEN FT | Order through SpaceBuilder Tool Only | Call For Quote | Call For Quote | Call For Quote
CL-SPACEBUILDER-CAEN-MLO | SpaceBuilder® System - CAEN MLO | Order through SpaceBuilder Tool Only | Call For Quote | Call For Quote | Call For Quote
CL-SPACEBUILDER-DIN | SpaceBuilder® System - DIN | Order through SpaceBuilder Tool Only | Call For Quote | Call For Quote | Call For Quote
CL-SPACEBUILDER-GLEP-MLO | SpaceBuilder® System - GLEP MLO | Order through SpaceBuilder Tool Only | Call For Quote | Call For Quote | Call For Quote
CL-SPACEBUILDER-GLEX-FT | SpaceBuilder® System - GLEX FT | Order through SpaceBuilder Tool Only | Call For Quote | Call For Quote | Call For Quote
CLT-1DIMU4 | Terminal Block for CLX-1DIMU4 | 56 | 36.4 | 33.6 | 39.2
CLT-1FAN4 | Terminal Block for CLX-1FAN4 | 56 | 36.4 | 33.6 | 39.2
CLT-1MC4 | Terminal Block for CLX-1MC4 | 78 | 50.7 | 46.8 | 54.6
CLT-2DIM8 | Terminal Block for CLX-2DIM8 | 78 | 50.7 | 46.8 | 54.6
CLT-2DIMFLV8 | Terminal Block for CLX-2DIMFLV8 | 78 | 50.7 | 46.8 | 54.6
CLT-2DIMFLV8-277 | Terminal Block for CLX-2DIMFLV8-277 | Contact | Call For Quote | Call For Quote | Call For Quote
CLT-2DIMU8 | Terminal Block for CLX-2DIMU8 | 78 | 50.7 | 46.8 | 54.6
CLT-2DIMU8-277 | Terminal Block for CLX-2DIMU8-277 | Contact | Call For Quote | Call For Quote | Call For Quote
CLT-4HSW4 | Terminal Block for CLX-4HSW4 | 78 | 50.7 | 46.8 | 54.6
CLTI-1MC4 | Terminal Block for CLXI-1MC4 | 78 | 50.7 | 46.8 | 54.6
CLTI-2DIM2 | Terminal Block for CLXI-2DIM2 | 56 | 36.4 | 33.6 | 39.2
CLTI-2DIM8 | Terminal Block for CLXI-2DIM8 | 78 | 50.7 | 46.8 | 54.6
CLTI-2DIMFLV8 | Terminal Block for CLXI-2DIMFLV8 | 78 | 50.7 | 46.8 | 54.6
CLTI-2DIMU8 | Terminal Block for CLXI-2DIMU8 | 66 | 42.9 | 39.6 | 46.2
CLTI-4HSW4 | Terminal Block for CLXI-4HSW4 | 78 | 50.7 | 46.8 | 54.6
CLTIBN-1DIM4 | Circuit Breaker Terminal Block for CLXI-1DIM4 | 550 | 357.5 | 330 | 385
CLTIBN-1MC4 | Circuit Breaker Terminal Block for CLXI-1MC4 | 1100 | 715 | 660 | 770
CLTIBN-2DIM2 | Circuit Breaker Terminal Block for CLXI-2DIM2 | 330 | 214.5 | 198 | 231
CLTIBN-2DIM8 | Circuit Breaker Terminal Block for CLXI-2DIM8 | 990 | 643.5 | 594 | 693
CLTIBN-4HSW4 | Circuit Breaker Terminal Block for CLXI-4HSW4 | 770 | 500.5 | 462 | 539
CLTIBN-BLANK | Circuit Breaker Terminal Block without Circuit Breakers | 276 | 179.4 | 165.6 | 193.2
CLT-PWS75 | Terminal Block for CLX-PWS75 | 56 | 36.4 | 33.6 | 39.2
CLW-BTN-LG-A-S_BLANK | Large Engravable Button Cap for Cameo® In-Wall Dimmers & Switches, Almond Smooth, Engraving Not Included | 12 | 7.8 | 7.2 | 8.4
CLW-BTN-LG-A-S_ENGRAVED | Large Engravable Button Cap for Cameo® In-Wall Dimmers & Switches, Almond Smooth, Includes Custom Engraving | 12 | 7.8 | 7.2 | 8.4
CLW-BTN-LG-A-T_BLANK | Large Engravable Button Cap for Cameo® In-Wall Dimmers & Switches, Almond Textured, Engraving Not Included | 12 | 7.8 | 7.2 | 8.4
CLW-BTN-LG-A-T_ENGRAVED | Large Engravable Button Cap for Cameo® In-Wall Dimmers & Switches, Almond Textured, Includes Custom Engraving | 12 | 7.8 | 7.2 | 8.4
CLW-BTN-LG-BRN-S_BLANK | Large Engravable Button Cap for Cameo® In-Wall Dimmers & Switches, Brown Smooth, Engraving Not Included | 12 | 7.8 | 7.2 | 8.4
CLW-BTN-LG-BRN-S_ENGRAVED | Large Engravable Button Cap for Cameo® In-Wall Dimmers & Switches, Brown Smooth, Includes Custom Engraving | 12 | 7.8 | 7.2 | 8.4
CLW-BTN-LG-B-S_BLANK | Large Engravable Button Cap for Cameo® In-Wall Dimmers & Switches, Black Smooth, Engraving Not Included | 12 | 7.8 | 7.2 | 8.4
CLW-BTN-LG-B-S_ENGRAVED | Large Engravable Button Cap for Cameo® In-Wall Dimmers & Switches, Black Smooth, Includes Custom Engraving | 12 | 7.8 | 7.2 | 8.4
CLW-BTN-LG-B-T_BLANK | Large Engravable Button Cap for Cameo® In-Wall Dimmers & Switches, Black Textured, Engraving Not Included | 12 | 7.8 | 7.2 | 8.4
CLW-BTN-LG-B-T_ENGRAVED | Large Engravable Button Cap for Cameo® In-Wall Dimmers & Switches, Black Textured, Includes Custom Engraving | 12 | 7.8 | 7.2 | 8.4
CLW-BTN-LG-DA-S_BLANK | Large Engravable Button Cap for Cameo® In-Wall Dimmers & Switches, Dark Almond Smooth, Engraving Not Included | 12 | 7.8 | 7.2 | 8.4
CLW-BTN-LG-DA-S_ENGRAVED | Large Engravable Button Cap for Cameo® In-Wall Dimmers & Switches, Dark Almond Smooth, Includes Custom Engraving | 12 | 7.8 | 7.2 | 8.4
CLW-BTN-LG-DSK-T_BLANK | Large Engravable Button Cap for Cameo® In-Wall Dimmers & Switches, Dusk Textured, Engraving Not Included | 12 | 7.8 | 7.2 | 8.4
CLW-BTN-LG-DSK-T_ENGRAVED | Large Engravable Button Cap for Cameo® In-Wall Dimmers & Switches, Dusk Textured, Includes Custom Engraving | 12 | 7.8 | 7.2 | 8.4
CLW-BTN-LG-GRY-S_BLANK | Large Engravable Button Cap for Cameo® In-Wall Dimmers & Switches, Gray Smooth, Engraving Not Included | 12 | 7.8 | 7.2 | 8.4
CLW-BTN-LG-GRY-S_ENGRAVED | Large Engravable Button Cap for Cameo® In-Wall Dimmers & Switches, Gray Smooth, Includes Custom Engraving | 12 | 7.8 | 7.2 | 8.4
CLW-BTN-LG-IVR-S_BLANK | Large Engravable Button Cap for Cameo® In-Wall Dimmers & Switches, Ivory Smooth, Engraving Not Included | 12 | 7.8 | 7.2 | 8.4
CLW-BTN-LG-IVR-S_ENGRAVED | Large Engravable Button Cap for Cameo® In-Wall Dimmers & Switches, Ivory Smooth, Includes Custom Engraving | 12 | 7.8 | 7.2 | 8.4
CLW-BTN-LG-LAT-T_BLANK | Large Engravable Button Cap for Cameo® In-Wall Dimmers & Switches, Latte Textured, Engraving Not Included | 12 | 7.8 | 7.2 | 8.4
CLW-BTN-LG-LAT-T_ENGRAVED | Large Engravable Button Cap for Cameo® In-Wall Dimmers & Switches, Latte Textured, Includes Custom Engraving | 12 | 7.8 | 7.2 | 8.4
CLW-BTN-LG-W-S_BLANK | Large Engravable Button Cap for Cameo® In-Wall Dimmers & Switches, White Smooth, Engraving Not Included | 12 | 7.8 | 7.2 | 8.4
CLW-BTN-LG-W-S_ENGRAVED | Large Engravable Button Cap for Cameo® In-Wall Dimmers & Switches, White Smooth, Includes Custom Engraving | 12 | 7.8 | 7.2 | 8.4
CLW-BTN-LG-W-T_BLANK | Large Engravable Button Cap for Cameo® In-Wall Dimmers & Switches, White Textured, Engraving Not Included | 12 | 7.8 | 7.2 | 8.4
CLW-BTN-LG-W-T_ENGRAVED | Large Engravable Button Cap for Cameo® In-Wall Dimmers & Switches, White Textured, Includes Custom Engraving | 12 | 7.8 | 7.2 | 8.4
CLW-BTN-RKR-A-S_BLANK | Rocker Engravable Button Cap for Cameo® In-Wall Dimmers & Switches, Almond Smooth, Engraving Not Included | 12 | 7.8 | 7.2 | 8.4
CLW-BTN-RKR-A-S_ENGRAVED | Rocker Engravable Button Cap for Cameo® In-Wall Dimmers & Switches, Almond Smooth, Includes Custom Engraving | 12 | 7.8 | 7.2 | 8.4
CLW-BTN-RKR-A-T_BLANK | Rocker Engravable Button Cap for Cameo® In-Wall Dimmers & Switches, Almond Textured, Engraving Not Included | 12 | 7.8 | 7.2 | 8.4
CLW-BTN-RKR-A-T_ENGRAVED | Rocker Engravable Button Cap for Cameo® In-Wall Dimmers & Switches, Almond Textured, Includes Custom Engraving | 12 | 7.8 | 7.2 | 8.4
CLW-BTN-RKR-BRN-S_BLANK | Rocker Engravable Button Cap for Cameo® In-Wall Dimmers & Switches, Brown Smooth, Engraving Not Included | 12 | 7.8 | 7.2 | 8.4
CLW-BTN-RKR-BRN-S_ENGRAVED | Rocker Engravable Button Cap for Cameo® In-Wall Dimmers & Switches, Brown Smooth, Includes Custom Engraving | 12 | 7.8 | 7.2 | 8.4
CLW-BTN-RKR-B-S_BLANK | Rocker Engravable Button Cap for Cameo® In-Wall Dimmers & Switches, Black Smooth, Engraving Not Included | 12 | 7.8 | 7.2 | 8.4
CLW-BTN-RKR-B-S_ENGRAVED | Rocker Engravable Button Cap for Cameo® In-Wall Dimmers & Switches, Black Smooth, Includes Custom Engraving | 12 | 7.8 | 7.2 | 8.4
CLW-BTN-RKR-B-T_BLANK | Rocker Engravable Button Cap for Cameo® In-Wall Dimmers & Switches, Black Textured, Engraving Not Included | 12 | 7.8 | 7.2 | 8.4
CLW-BTN-RKR-B-T_ENGRAVED | Rocker Engravable Button Cap for Cameo® In-Wall Dimmers & Switches, Black Textured, Includes Custom Engraving | 12 | 7.8 | 7.2 | 8.4
CLW-BTN-RKR-DA-S_BLANK | Rocker Engravable Button Cap for Cameo® In-Wall Dimmers & Switches, Dark Almond Smooth, Engraving Not Included | 12 | 7.8 | 7.2 | 8.4
CLW-BTN-RKR-DA-S_ENGRAVED | Rocker Engravable Button Cap for Cameo® In-Wall Dimmers & Switches, Dark Almond Smooth, Includes Custom Engraving | 12 | 7.8 | 7.2 | 8.4
CLW-BTN-RKR-DSK-T_BLANK | Rocker Engravable Button Cap for Cameo® In-Wall Dimmers & Switches, Dusk Textured, Engraving Not Included | 12 | 7.8 | 7.2 | 8.4
CLW-BTN-RKR-DSK-T_ENGRAVED | Rocker Engravable Button Cap for Cameo® In-Wall Dimmers & Switches, Dusk Textured, Includes Custom Engraving | 12 | 7.8 | 7.2 | 8.4
CLW-BTN-RKR-GRY-S_BLANK | Rocker Engravable Button Cap for Cameo® In-Wall Dimmers & Switches, Gray Smooth, Engraving Not Included | 12 | 7.8 | 7.2 | 8.4
CLW-BTN-RKR-GRY-S_ENGRAVED | Rocker Engravable Button Cap for Cameo® In-Wall Dimmers & Switches, Gray Smooth, Includes Custom Engraving | 12 | 7.8 | 7.2 | 8.4
CLW-BTN-RKR-IVR-S_BLANK | Rocker Engravable Button Cap for Cameo® In-Wall Dimmers & Switches, Ivory Smooth, Engraving Not Included | 12 | 7.8 | 7.2 | 8.4
CLW-BTN-RKR-IVR-S_ENGRAVED | Rocker Engravable Button Cap for Cameo® In-Wall Dimmers & Switches, Ivory Smooth, Includes Custom Engraving | 12 | 7.8 | 7.2 | 8.4
CLW-BTN-RKR-LAT-T_BLANK | Rocker Engravable Button Cap for Cameo® In-Wall Dimmers & Switches, Latte Textured, Engraving Not Included | 12 | 7.8 | 7.2 | 8.4
CLW-BTN-RKR-LAT-T_ENGRAVED | Rocker Engravable Button Cap for Cameo® In-Wall Dimmers & Switches, Latte Textured, Includes Custom Engraving | 12 | 7.8 | 7.2 | 8.4
CLW-BTN-RKR-W-S_BLANK | Rocker Engravable Button Cap for Cameo® In-Wall Dimmers & Switches, White Smooth, Engraving Not Included | 12 | 7.8 | 7.2 | 8.4
CLW-BTN-RKR-W-S_ENGRAVED | Rocker Engravable Button Cap for Cameo® In-Wall Dimmers & Switches, White Smooth, Includes Custom Engraving | 12 | 7.8 | 7.2 | 8.4
CLW-BTN-RKR-W-T_BLANK | Rocker Engravable Button Cap for Cameo® In-Wall Dimmers & Switches, White Textured, Engraving Not Included | 12 | 7.8 | 7.2 | 8.4
CLW-BTN-RKR-W-T_ENGRAVED | Rocker Engravable Button Cap for Cameo® In-Wall Dimmers & Switches, White Textured, Includes Custom Engraving | 12 | 7.8 | 7.2 | 8.4
CLW-BTN-SM-A-S_BLANK | Small Engravable Button Cap for Cameo® In-Wall Dimmers, Almond Smooth, Engraving Not Included | 12 | 7.8 | 7.2 | 8.4
CLW-BTN-SM-A-S_ENGRAVED | Small Engravable Button Cap for Cameo® In-Wall Dimmers, Almond Smooth, Includes Custom Engraving | 12 | 7.8 | 7.2 | 8.4
CLW-BTN-SM-A-T_BLANK | Small Engravable Button Cap for Cameo® In-Wall Dimmers, Almond Textured, Engraving Not Included | 12 | 7.8 | 7.2 | 8.4
CLW-BTN-SM-A-T_ENGRAVED | Small Engravable Button Cap for Cameo® In-Wall Dimmers, Almond Textured, Includes Custom Engraving | 12 | 7.8 | 7.2 | 8.4
CLW-BTN-SM-BRN-S_BLANK | Small Engravable Button Cap for Cameo® In-Wall Dimmers, Brown Smooth, Engraving Not Included | 12 | 7.8 | 7.2 | 8.4
CLW-BTN-SM-BRN-S_ENGRAVED | Small Engravable Button Cap for Cameo® In-Wall Dimmers, Brown Smooth, Includes Custom Engraving | 12 | 7.8 | 7.2 | 8.4
CLW-BTN-SM-B-S_BLANK | Small Engravable Button Cap for Cameo® In-Wall Dimmers, Black Smooth, Engraving Not Included | 12 | 7.8 | 7.2 | 8.4
CLW-BTN-SM-B-S_ENGRAVED | Small Engravable Button Cap for Cameo® In-Wall Dimmers, Black Smooth, Includes Custom Engraving | 12 | 7.8 | 7.2 | 8.4
CLW-BTN-SM-B-T_BLANK | Small Engravable Button Cap for Cameo® In-Wall Dimmers, Black Textured, Engraving Not Included | 12 | 7.8 | 7.2 | 8.4
CLW-BTN-SM-B-T_ENGRAVED | Small Engravable Button Cap for Cameo® In-Wall Dimmers, Black Textured, Includes Custom Engraving | 12 | 7.8 | 7.2 | 8.4
CLW-BTN-SM-DA-S_BLANK | Small Engravable Button Cap for Cameo® In-Wall Dimmers, Dark Almond Smooth, Engraving Not Included | 12 | 7.8 | 7.2 | 8.4
CLW-BTN-SM-DA-S_ENGRAVED | Small Engravable Button Cap for Cameo® In-Wall Dimmers, Dark Almond Smooth, Includes Custom Engraving | 12 | 7.8 | 7.2 | 8.4
CLW-BTN-SM-DSK-T_BLANK | Small Engravable Button Cap for Cameo® In-Wall Dimmers, Dusk Textured, Engraving Not Included | 12 | 7.8 | 7.2 | 8.4
CLW-BTN-SM-DSK-T_ENGRAVED | Small Engravable Button Cap for Cameo® In-Wall Dimmers, Dusk Textured, Includes Custom Engraving | 12 | 7.8 | 7.2 | 8.4
CLW-BTN-SM-GRY-S_BLANK | Small Engravable Button Cap for Cameo® In-Wall Dimmers, Gray Smooth, Engraving Not Included | 12 | 7.8 | 7.2 | 8.4
CLW-BTN-SM-GRY-S_ENGRAVED | Small Engravable Button Cap for Cameo® In-Wall Dimmers, Gray Smooth, Includes Custom Engraving | 12 | 7.8 | 7.2 | 8.4
CLW-BTN-SM-IVR-S_BLANK | Small Engravable Button Cap for Cameo® In-Wall Dimmers, Ivory Smooth, Engraving Not Included | 12 | 7.8 | 7.2 | 8.4
CLW-BTN-SM-IVR-S_ENGRAVED | Small Engravable Button Cap for Cameo® In-Wall Dimmers, Ivory Smooth, Includes Custom Engraving | 12 | 7.8 | 7.2 | 8.4
CLW-BTN-SM-LAT-T_BLANK | Small Engravable Button Cap for Cameo® In-Wall Dimmers, Latte Textured, Engraving Not Included | 12 | 7.8 | 7.2 | 8.4
CLW-BTN-SM-LAT-T_ENGRAVED | Small Engravable Button Cap for Cameo® In-Wall Dimmers, Latte Textured, Includes Custom Engraving | 12 | 7.8 | 7.2 | 8.4
CLW-BTN-SM-W-S_BLANK | Small Engravable Button Cap for Cameo® In-Wall Dimmers, White Smooth, Engraving Not Included | 12 | 7.8 | 7.2 | 8.4
CLW-BTN-SM-W-S_ENGRAVED | Small Engravable Button Cap for Cameo® In-Wall Dimmers, White Smooth, Includes Custom Engraving | 12 | 7.8 | 7.2 | 8.4
CLW-BTN-SM-W-T_BLANK | Small Engravable Button Cap for Cameo® In-Wall Dimmers, White Textured, Engraving Not Included | 12 | 7.8 | 7.2 | 8.4
CLW-BTN-SM-W-T_ENGRAVED | Small Engravable Button Cap for Cameo® In-Wall Dimmers, White Textured, Includes Custom Engraving | 12 | 7.8 | 7.2 | 8.4
CLW-DIMEX-P-A-S | Cameo® Wireless In-Wall Dimmer, 120V, Almond Smooth | 220 | 143 | 132 | 154
CLW-DIMEX-P-A-T | Cameo® Wireless In-Wall Dimmer, 120V, Almond Textured | 220 | 143 | 132 | 154
CLW-DIMEX-P-BRN-S | Cameo® Wireless In-Wall Dimmer, 120V, Brown Smooth | 220 | 143 | 132 | 154
CLW-DIMEX-P-B-S | Cameo® Wireless In-Wall Dimmer, 120V, Black Smooth | 220 | 143 | 132 | 154
CLW-DIMEX-P-B-T | Cameo® Wireless In-Wall Dimmer, 120V, Black Textured | 220 | 143 | 132 | 154
CLW-DIMEX-P-DA-S | Cameo® Wireless In-Wall Dimmer, 120V, Dark Almond Smooth | 220 | 143 | 132 | 154
CLW-DIMEX-P-DSK-T | Cameo® Wireless In-Wall Dimmer, 120V, Dusk Textured | 220 | 143 | 132 | 154
CLW-DIMEX-P-GRY-S | Cameo® Wireless In-Wall Dimmer, 120V, Gray Smooth | 220 | 143 | 132 | 154
CLW-DIMEX-P-IVR-S | Cameo® Wireless In-Wall Dimmer, 120V, Ivory Smooth | 220 | 143 | 132 | 154
CLW-DIMEX-P-LAT-T | Cameo® Wireless In-Wall Dimmer, 120V, Latte Textured | 220 | 143 | 132 | 154
CLW-DIMEX-P-W-S | Cameo® Wireless In-Wall Dimmer, 120V, White Smooth | 198 | 128.7 | 118.8 | 138.6
CLW-DIMEX-P-W-T | Cameo® Wireless In-Wall Dimmer, 120V, White Textured | 198 | 128.7 | 118.8 | 138.6
CLW-DIMFLVEX-P-A-S | In-Wall 0-10V Dimmer, 120V, Almond Smooth | 276 | 179.4 | 165.6 | 193.2
CLW-DIMFLVEX-P-A-T | In-Wall 0-10V Dimmer, 120V, Almond Textured | 276 | 179.4 | 165.6 | 193.2
[Custom order. Lead times may vary. Please contact Customer Support for availability.]
CLW-DIMFLVEX-P-BRN-S | In-Wall 0-10V Dimmer, 120V, Brown Smooth | 276 | 179.4 | 165.6 | 193.2
[Custom order. Lead times may vary. Please contact Customer Support for availability.]
CLW-DIMFLVEX-P-B-S | In-Wall 0-10V Dimmer, 120V, Black Smooth | 276 | 179.4 | 165.6 | 193.2
CLW-DIMFLVEX-P-B-T | In-Wall 0-10V Dimmer, 120V, Black Textured | 276 | 179.4 | 165.6 | 193.2
[Custom order. Lead times may vary. Please contact Customer Support for availability.]
CLW-DIMFLVEX-P-DA-S | In-Wall 0-10V Dimmer, 120V, Dark Almond Smooth | 276 | 179.4 | 165.6 | 193.2
[Custom order. Lead times may vary. Please contact Customer Support for availability.]
CLW-DIMFLVEX-P-DSK-T | In-Wall 0-10V Dimmer, 120V, Dusk Textured | 276 | 179.4 | 165.6 | 193.2
[Custom order. Lead times may vary. Please contact Customer Support for availability.]
CLW-DIMFLVEX-P-GRY-S | In-Wall 0-10V Dimmer, 120V, Gray Smooth | 276 | 179.4 | 165.6 | 193.2
[Custom order. Lead times may vary. Please contact Customer Support for availability.]
CLW-DIMFLVEX-P-IVR-S | In-Wall 0-10V Dimmer, 120V, Ivory Smooth | 276 | 179.4 | 165.6 | 193.2
[Custom order. Lead times may vary. Please contact Customer Support for availability.]
CLW-DIMFLVEX-P-LAT-T | In-Wall 0-10V Dimmer, 120V, Latte Textured | 276 | 179.4 | 165.6 | 193.2
[Custom order. Lead times may vary. Please contact Customer Support for availability.]
CLW-DIMFLVEX-P-W-S | In-Wall 0-10V Dimmer, 120V, White Smooth | 254 | 165.1 | 152.4 | 177.8
CLW-DIMFLVEX-P-W-T | In-Wall 0-10V Dimmer, 120V, White Textured | 254 | 165.1 | 152.4 | 177.8
CLW-DIMSWEX-P-A-S | Cameo® Wireless In-Wall Dimmer/Switch Combo, 120V, Almond Smooth | 242 | 157.3 | 145.2 | 169.4
CLW-DIMSWEX-P-A-T | Cameo® Wireless In-Wall Dimmer/Switch Combo, 120V, Almond Textured | 242 | 157.3 | 145.2 | 169.4
CLW-DIMSWEX-P-BRN-S | Cameo® Wireless In-Wall Dimmer/Switch Combo, 120V, Brown Smooth | 242 | 157.3 | 145.2 | 169.4
CLW-DIMSWEX-P-B-S | Cameo® Wireless In-Wall Dimmer/Switch Combo, 120V, Black Smooth | 242 | 157.3 | 145.2 | 169.4
CLW-DIMSWEX-P-B-T | Cameo® Wireless In-Wall Dimmer/Switch Combo, 120V, Black Textured | 242 | 157.3 | 145.2 | 169.4
CLW-DIMSWEX-P-DA-S | Cameo® Wireless In-Wall Dimmer/Switch Combo, 120V, Dark Almond Smooth | 242 | 157.3 | 145.2 | 169.4
CLW-DIMSWEX-P-DSK-T | Cameo® Wireless In-Wall Dimmer/Switch Combo, 120V, Dusk Textured | 242 | 157.3 | 145.2 | 169.4
CLW-DIMSWEX-P-GRY-S | Cameo® Wireless In-Wall Dimmer/Switch Combo, 120V, Gray Smooth | 242 | 157.3 | 145.2 | 169.4
CLW-DIMSWEX-P-IVR-S | Cameo® Wireless In-Wall Dimmer/Switch Combo, 120V, Ivory Smooth | 242 | 157.3 | 145.2 | 169.4
CLW-DIMSWEX-P-LAT-T | Cameo® Wireless In-Wall Dimmer/Switch Combo, 120V, Latte Textured | 242 | 157.3 | 145.2 | 169.4
CLW-DIMSWEX-P-W-S | Cameo® Wireless In-Wall Dimmer/Switch Combo, 120V, White Smooth | 220 | 143 | 132 | 154
CLW-DIMSWEX-P-W-T | Cameo® Wireless In-Wall Dimmer/Switch Combo, 120V, White Textured | 220 | 143 | 132 | 154
CLW-DIMUEX-P-A-S | Cameo® In-Wall Universal Phase Dimmer, 120 VAC, Almond Smooth | 276 | 179.4 | 165.6 | 193.2
CLW-DIMUEX-P-A-T | Cameo® In-Wall Universal Phase Dimmer, 120 VAC, Almond Textured | 276 | 179.4 | 165.6 | 193.2
CLW-DIMUEX-P-BRN-S | Cameo® In-Wall Universal Phase Dimmer, 120 VAC, Brown Smooth | 276 | 179.4 | 165.6 | 193.2
CLW-DIMUEX-P-B-S | Cameo® In-Wall Universal Phase Dimmer, 120 VAC, Black Smooth | 276 | 179.4 | 165.6 | 193.2
CLW-DIMUEX-P-B-T | Cameo® In-Wall Universal Phase Dimmer, 120 VAC, Black Textured | 276 | 179.4 | 165.6 | 193.2
CLW-DIMUEX-P-DA-S | Cameo® In-Wall Universal Phase Dimmer, 120 VAC, Dark Almond Smooth | 276 | 179.4 | 165.6 | 193.2
CLW-DIMUEX-P-DSK-T | Cameo® In-Wall Universal Phase Dimmer, 120 VAC, Dusk Textured | 276 | 179.4 | 165.6 | 193.2
CLW-DIMUEX-P-GRY-S | Cameo® In-Wall Universal Phase Dimmer, 120 VAC, Gray Smooth | 276 | 179.4 | 165.6 | 193.2
CLW-DIMUEX-P-IVR-S | Cameo® In-Wall Universal Phase Dimmer, 120 VAC, Ivory Smooth | 276 | 179.4 | 165.6 | 193.2
CLW-DIMUEX-P-LAT-T | Cameo® In-Wall Universal Phase Dimmer, 120 VAC, Latte Textured | 276 | 179.4 | 165.6 | 193.2
CLW-DIMUEX-P-W-S | Cameo® In-Wall Universal Phase Dimmer, 120 VAC, White Smooth | 254 | 165.1 | 152.4 | 177.8
CLW-DIMUEX-P-W-T | Cameo® In-Wall Universal Phase Dimmer, 120 VAC, White Textured | 254 | 165.1 | 152.4 | 177.8
CLW-EXPEX-GD-W-T | infiNET EX® Wireless Expander, Ground Pin Down, White Textured | 276 | 179.4 | 165.6 | 193.2
CLWI-1SW2EX-ANTH | In-Wall 2-Channel Switch, 230VAC, Anthracite | 330 | 214.5 | 198 | 231
CLWI-1SW2EX-W | In-Wall 2-Channel Switch, 230VAC, White | 330 | 214.5 | 198 | 231
CLWI-BTN-RKRLG-ANTH_BLANK | Large Rocker Engravable Button Cap for CLWI Series In-Wall Dimmers & Switches, Anthracite, Engraving Not Included | 12 | 7.8 | 7.2 | 8.4
CLWI-BTN-RKRLG-ANTH_ENGRAVED | Large Rocker Engravable Button Cap for CLWI Series In-Wall Dimmers & Switches, Anthracite, Includes Custom Engraving | 12 | 7.8 | 7.2 | 8.4
CLWI-BTN-RKRLG-W_BLANK | Large Rocker Engravable Button Cap for CLWI Series In-Wall Dimmers & Switches, White, Engraving Not Included | 12 | 7.8 | 7.2 | 8.4
CLWI-BTN-RKRLG-W_ENGRAVED | Large Rocker Engravable Button Cap for CLWI Series In-Wall Dimmers & Switches, White, Includes Custom Engraving | 12 | 7.8 | 7.2 | 8.4
CLWI-BTN-RKRSM-ANTH_BLANK | Small Rocker Engravable Button Cap for CLWI Series In-Wall Dimmers & Switches, Anthracite, Engraving Not Included | 12 | 7.8 | 7.2 | 8.4
CLWI-BTN-RKRSM-ANTH_ENGRAVED | Small Rocker Engravable Button Cap for CLWI Series In-Wall Dimmers & Switches, Anthracite, Includes Custom Engraving | 12 | 7.8 | 7.2 | 8.4
CLWI-BTN-RKRSM-W_BLANK | Small Rocker Engravable Button Cap for CLWI Series In-Wall Dimmers & Switches, White, Engraving Not Included | 12 | 7.8 | 7.2 | 8.4
CLWI-BTN-RKRSM-W_ENGRAVED | Small Rocker Engravable Button Cap for CLWI Series In-Wall Dimmers & Switches, White, Includes Custom Engraving | 12 | 7.8 | 7.2 | 8.4
CLWI-BTN-SM-ANTH_BLANK | Small Engravable Button Cap for CLWI Series In-Wall Dimmers & Switches, Anthracite, Engraving Not Included | 12 | 7.8 | 7.2 | 8.4
CLWI-BTN-SM-ANTH_ENGRAVED | Small Engravable Button Cap for CLWI Series In-Wall Dimmers & Switches, Anthracite, Includes Custom Engraving | 12 | 7.8 | 7.2 | 8.4
CLWI-BTN-SM-W_BLANK | Small Engravable Button Cap for CLWI Series In-Wall Dimmers & Switches, White, Engraving Not Included | 12 | 7.8 | 7.2 | 8.4
CLWI-BTN-SM-W_ENGRAVED | Small Engravable Button Cap for CLWI Series In-Wall Dimmers & Switches, White, Includes Custom Engraving | 12 | 7.8 | 7.2 | 8.4
CLWI-DIMFLVEX-ANTH | In-Wall 0-10V Dimmer, 230VAC, Anthracite | 330 | 214.5 | 198 | 231
CLWI-DIMFLVEX-W | In-Wall 0-10V Dimmer, 230VAC, White | 330 | 214.5 | 198 | 231
CLWI-DIMUEX-ANTH | Universal Phase In-Wall Dimmer, 230VAC, Anthracite | 330 | 214.5 | 198 | 231
CLWI-DIMUEX-W | Universal Phase In-Wall Dimmer, 230VAC, White | 330 | 214.5 | 198 | 231
CLWI-DIMUNEX-ANTH | Universal Phase In-Wall Dimmer with Neutral Wire, 230 VAC, Anthracite | 330 | 214.5 | 198 | 231
CLWI-DIMUNEX-W | Universal Phase In-Wall Dimmer with Neutral Wire, 230 VAC, White | 330 | 214.5 | 198 | 231
CLWI-KPLCN-ANTH | In-Wall Keypad, Cresnet, Anthracite | 330 | 214.5 | 198 | 231
CLWI-KPLCN-W | In-Wall Keypad, Cresnet, White | 330 | 214.5 | 198 | 231
CLWI-KPLEX-ANTH | In-Wall Wireless Keypad, 230VAC Line Powered, Anthracite | 276 | 179.4 | 165.6 | 193.2
CLWI-KPLEX-BATT-ANTH | On-Wall Wireless Lighting Keypad, Battery Powered, Anthracite | 330 | 214.5 | 198 | 231
CLWI-KPLEX-BATT-W | On-Wall Wireless Lighting Keypad, Battery Powered, White | 330 | 214.5 | 198 | 231
CLWI-KPLEX-W | In-Wall Wireless Keypad, 230VAC Line Powered, White | 276 | 179.4 | 165.6 | 193.2
CLWI-SWEX-ANTH | In-Wall Switch, 230VAC, Anthracite | 330 | 214.5 | 198 | 231
CLWI-SWEX-W | In-Wall Switch, 230VAC, White | 330 | 214.5 | 198 | 231
CLW-LDIMEX-2GD-W-T | Dual-Channel Wireless Lamp Dimmer, Ground Pin Down, White Textured | 276 | 179.4 | 165.6 | 193.2
CLW-LSWEX-2GD-W-T | Dual-Channel Wireless Lamp Switch, Ground Pin Down, White Textured | 276 | 179.4 | 165.6 | 193.2
CLW-SLVU-P-A-S | Cameo® In-Wall Remote Dimmer, 120V, Almond Smooth | 132 | 85.8 | 79.2 | 92.4
CLW-SLVU-P-A-T | Cameo® In-Wall Remote Dimmer, 120V, Almond Textured | 132 | 85.8 | 79.2 | 92.4
CLW-SLVU-P-BRN-S | Cameo® In-Wall Remote Dimmer, 120V, Brown Smooth | 132 | 85.8 | 79.2 | 92.4
CLW-SLVU-P-B-S | Cameo® In-Wall Remote Dimmer, 120V, Black Smooth | 132 | 85.8 | 79.2 | 92.4
CLW-SLVU-P-B-T | Cameo® In-Wall Remote Dimmer, 120V, Black Textured | 132 | 85.8 | 79.2 | 92.4
CLW-SLVU-P-DA-S | Cameo® In-Wall Remote Dimmer, 120V, Dark Almond Smooth | 132 | 85.8 | 79.2 | 92.4
CLW-SLVU-P-DSK-T | Cameo® In-Wall Remote Dimmer, 120V, Dusk Textured | 132 | 85.8 | 79.2 | 92.4
CLW-SLVU-P-GRY-S | Cameo® In-Wall Remote Dimmer, 120V, Gray Smooth | 132 | 85.8 | 79.2 | 92.4
CLW-SLVU-P-IVR-S | Cameo® In-Wall Remote Dimmer, 120V, Ivory Smooth | 132 | 85.8 | 79.2 | 92.4
CLW-SLVU-P-LAT-T | Cameo® In-Wall Remote Dimmer, 120V, Latte Textured | 132 | 85.8 | 79.2 | 92.4
CLW-SLVU-P-W-S | Cameo® In-Wall Remote Dimmer, 120V, White Smooth | 110 | 71.5 | 66 | 77
CLW-SLVU-P-W-T | Cameo® In-Wall Remote Dimmer, 120V, White Textured | 110 | 71.5 | 66 | 77
CLW-SWEX-P-A-S | Cameo® Wireless In-Wall Switch, 120V, Almond Smooth | 220 | 143 | 132 | 154
CLW-SWEX-P-A-T | Cameo® Wireless In-Wall Switch, 120V, Almond Textured | 220 | 143 | 132 | 154
CLW-SWEX-P-BRN-S | Cameo® Wireless In-Wall Switch, 120V, Brown Smooth | 220 | 143 | 132 | 154
CLW-SWEX-P-B-S | Cameo® Wireless In-Wall Switch, 120V, Black Smooth | 220 | 143 | 132 | 154
CLW-SWEX-P-B-T | Cameo® Wireless In-Wall Switch, 120V, Black Textured | 220 | 143 | 132 | 154
CLW-SWEX-P-DA-S | Cameo® Wireless In-Wall Switch, 120V, Dark Almond Smooth | 220 | 143 | 132 | 154
CLW-SWEX-P-DSK-T | Cameo® Wireless In-Wall Switch, 120V, Dusk Textured | 220 | 143 | 132 | 154
CLW-SWEX-P-GRY-S | Cameo® Wireless In-Wall Switch, 120V, Gray Smooth | 220 | 143 | 132 | 154
CLW-SWEX-P-IVR-S | Cameo® Wireless In-Wall Switch, 120V, Ivory Smooth | 220 | 143 | 132 | 154
CLW-SWEX-P-LAT-T | Cameo® Wireless In-Wall Switch, 120V, Latte Textured | 220 | 143 | 132 | 154
CLW-SWEX-P-W-S | Cameo® Wireless In-Wall Switch, 120V, White Smooth | 198 | 128.7 | 118.8 | 138.6
CLW-SWEX-P-W-T | Cameo® Wireless In-Wall Switch, 120V, White Textured | 198 | 128.7 | 118.8 | 138.6
CLX-1DIMU4-HP | 4 Channel Universal Dimmer Module, High Power, 1 Feed, 120V | 1210 | 786.5 | 726 | 847
CLX-1FAN4 | 4 Channel Fan Speed Control Module, Single Feed | 606 | 393.9 | 363.6 | 424.2
CLX-1MC4 | 4 Channel Motor Control Module, 1 Feed, 120V | 330 | 214.5 | 198 | 231
CLX-2DIM8 | 8 Channel Dimmer Module, 2 Feeds, 120V | 1100 | 715 | 660 | 770
CLX-2DIMFLV8 | 8 Channel 0-10V Dimmer Module, 2 Feeds, 120V | 1100 | 715 | 660 | 770
CLX-2DIMFLV8-277 | 8 Channel 0-10V Dimmer Module, 2 Feeds, 277V | Contact | Call For Quote | Call For Quote | Call For Quote
CLX-2DIMU8 | 8 Channel Universal Dimmer Module, 2 Feeds, 120V | 1430 | 929.5 | 858 | 1001
CLX-2DIMU8-277 | 8 Channel Universal Dimmer Module, 2 Feeds, 277V | Contact | Call For Quote | Call For Quote | Call For Quote
CLX-4HSW4 | 4 Channel High-Inrush Switch Module, 4 Feeds, 120V | 792 | 514.8 | 475.2 | 554.4
CLXI-1MC4 | 4 Channel Motor Control Module, Single Feed - International Version, 230V | 330 | 214.5 | 198 | 231
CLXI-2DIM2 | 2 Channel Dimmer Module, 2 Feeds - International Version, 230V | 770 | 500.5 | 462 | 539
CLXI-2DIM8 | 8 Channel Dimmer Module, 2 Feeds - International Version, 230V | 1100 | 715 | 660 | 770
CLXI-2DIMFLV8 | 0-10 Volt 8 Channel Dimmer Module, 2 Feeds, 230V | 1100 | 715 | 660 | 770
CLXI-2DIMU8 | 8 Channel Universal Dimmer Module, 2 Feeds, 230V | 1760 | 1144 | 1056 | 1232
CLXI-4HSW4 | 4 Channel High-Inrush Switch Module, 4 Feeds - International Version, 230V | 792 | 514.8 | 475.2 | 554.4
CLX-PWS75 | Cresnet Power Supply Module, 75 Watts, for CAEN Automation Enclosures | 550 | 357.5 | 330 | 385
CNPWS-75 | Cresnet Power Supply, 75 Watts | 496 | 322.4 | 297.6 | 347.2
CNPWSI-75 | Cresnet Power Supply, 75 Watts - International Version, 230V | 496 | 322.4 | 297.6 | 347.2
CNRJ11 | 4 Wire to RJ11 Cresnet Converter | 166 | 107.9 | 99.6 | 116.2
CNTBLOCK | Cresnet® Distribution Block | 188 | 122.2 | 112.8 | 131.6
CNXHUB | Cresnet® Hub | 1650 | 1072.5 | 990 | 1155
CNXRMAK | Rack Mount Kit for up to 3 C2N-HBLOCK and CNPWS-75, 2U | 166 | 107.9 | 99.6 | 116.2
CNXRMIRD | IR Receiver | 166 | 107.9 | 99.6 | 116.2
CP4 | 4-Series™ Control System | 2200 | 1430 | 1320 | 1540
CP4N | 4-Series™ Control System | 3080 | 2002 | 1848 | 2156
CP4-R | 4-Series™ Control Processor for Crestron Home® OS | 1980 | 1287 | 1188 | 1386
CRESFIBER8G-P-SP1000 | CresFiber® 8G Multimode Fiber Optic Cable, 50/125 x4 breakout, plenum, 1000 ft spool | 2640 | 1716 | 1584 | 1848
CRESFIBER8G-P-SP500 | CresFiber® 8G Multimode Fiber Optic Cable, 50/125 x4 breakout, plenum, 500 ft spool | 1320 | 858 | 792 | 924
CRESFIBER8G-SM-CONN-LC-12 | Connectors for CresFiber® 8G Single-Mode Fiber Optic Cable, LC, 12-Pack | 528 | 343.2 | 316.8 | 369.6
CRESFIBER-CONN-SC50UM-12 | Connectors for CresFiber® 8G Multimode Fiber Optic Cable, SC 50µm, 12-Pack | 628 | 408.2 | 376.8 | 439.6
CRESFIBER-SINGLE-SC-P-12 | CresFiber® Simplex Fiber Optic Cable Assembly, 50/125, SC, Plenum, 12 ft | 34 | 22.1 | 20.4 | 23.8
CRESFIBER-SINGLE-SC-P-6 | CresFiber® Simplex Fiber Optic Cable Assembly, 50/125, SC, Plenum, 6 ft | 30 | 19.5 | 18 | 21
CRESFIBER-TK | CresFiber® Termination Kit (AFL Telecommunications®) | 6436 | 4183.4 | 3861.6 | 4505.2
CRESNET-HP-NP-TL-SP1000 | Cresnet® “High-Power” Control Cable, Non-Plenum, Teal, 1000 ft (304 m) spool | 1870 | 1215.5 | 1122 | 1309
CRESNET-NP-BK-B500 | Cresnet® Control Cable, Non-Plenum, Black, 500 ft (152 m) box | 276 | 179.4 | 165.6 | 193.2
CRESNET-NP-TL-SP1000 | Cresnet® Control Cable, Non-Plenum, Teal, 1000 ft (304 m) spool | 550 | 357.5 | 330 | 385
CRESNET-NP-WH-SP500 | Cresnet® Control Cable, Non-Plenum, White, 500 ft (152 m) spool | 276 | 179.4 | 165.6 | 193.2
CRESNET-P-BK-SP500 | Cresnet® Control Cable, Plenum-Rated, Black, 500 ft (152 m) spool | 496 | 322.4 | 297.6 | 347.2
CRESNET-P-TL-SP1000 | Cresnet® Control Cable, Plenum-Rated, Teal, 1000 ft (304 m) spool | 990 | 643.5 | 594 | 693
Crestron HTML5 User Interface | HTML5 Design Components for Crestron® User Interfaces | Pricing N/A | Call For Quote | Call For Quote | Call For Quote
CRESTRON-APP-ANDROID | Crestron® App for Android™ OS | N/A | Call For Quote | Call For Quote | Call For Quote
CRESTRON-MOBILE | Crestron Mobile® Control App for iPhone®, iPod touch®, and Android™; refer to the iTunes® App Store and Google Play™ for free download | N/A | Call For Quote | Call For Quote | Call For Quote
CRESTRON-MOBILE-G | Crestron Mobile® G Control App for iPad®; refer to the iTunes® App Store for free download | N/A | Call For Quote | Call For Quote | Call For Quote
CRESTRON-MOBILE-PRO | Crestron Mobile Pro® Control App for iPhone®, iPod touch®, and Android™; refer to the iTunes® App Store and Google Play™ for pricing and download | N/A | Call For Quote | Call For Quote | Call For Quote
CRESTRON-MOBILE-PRO-G | Crestron Mobile Pro® G Control App for iPad®; refer to the iTunes® App Store for pricing and download | N/A | Call For Quote | Call For Quote | Call For Quote
CRESTRON-PYNG | Crestron Pyng® App; refer to the iTunes® App Store for free download | N/A | Call For Quote | Call For Quote | Call For Quote
CSA-DRAPE-TEMPLATE | Drapery Track Template Kit | 110 | 71.5 | 66 | 77
CSA-DSK-HDWR-QMT3 | QMT®3 Series Hardware Sample Case | 770 | 500.5 | 462 | 539
CSA-DSK-HDWR-QMT5 | QMT®5 Series Hardware Sample Case | 770 | 500.5 | 462 | 539
CSAI-PWS40 | Power Pack for CSM-QMTDC Series Motors, 24 VDC, 40 W, International | 218 | 141.7 | 130.8 | 152.6
CSAI-PWS-TBLOCK-2 | Terminal Block for CSA-PWS10S-HUB-ENET & CAEN-1X1, International | 66 | 42.9 | 39.6 | 46.2
CSAI-PWS-TBLOCK-3 | Terminal Block for CSA-PWS10S-HUB-ENET & CAEN-2X1, International | 78 | 50.7 | 46.8 | 54.6
CSA-PWS10S-HUB-ENET | 10-Motor Power Supply with Ethernet to Cresnet® Bridge and Cresnet Hub | 2200 | 1430 | 1320 | 1540
CSA-PWS40 | Power Pack for CSM-QMTDC Series Motors, 24 VDC, 40 W | 218 | 141.7 | 130.8 | 152.6
CSA-PWS-TBLOCK-2 | Terminal Block for CSA-PWS10S-HUB-ENET & CAEN-1X1, US/NA | 66 | 42.9 | 39.6 | 46.2
CSA-PWS-TBLOCK-3 | Terminal Block for CSA-PWS10S-HUB-ENET & CAEN-2X1, US/NA | 78 | 50.7 | 46.8 | 54.6
CSF-FABRIC-COLLECTION | Crestron® Shade Fabric Book Collection | 1200 | 780 | 720 | 840
CSF-FABRIC-COLLECTION-DECK-01 | Crestron® Shade Fabric Sample Decks | 500 | 325 | 300 | 350
CSF-FABRIC-COLLECTION-HSHEER | Crestron® Horizontal Sheers Fabric Sample Binder | 110 | 71.5 | 66 | 77
CSF-SB-ROLLER-HF | Crestron® and Hartmann & Forbes® Artisanal Shading Textiles Sample Box | 550 | 357.5 | 330 | 385
CSP-LIR-USB | IR Learner | 220 | 143 | 132 | 154
CSP-LSP | Cresnet® Lightning Strike Protector | 550 | 357.5 | 330 | 385
CSP-RS232I | RS-232 Isolator | 550 | 357.5 | 330 | 385
CS-SHADE-ROLLER-BATT | Crestron® Battery Powered Shades | N/A | Call For Quote | Call For Quote | Call For Quote
DGE-100 | Digital Graphics Engine 100 | 2200 | 1430 | 1320 | 1540
DIN-1DIM4 | DIN Rail Dimmer, 1 feed, 4 channels | 672 | 436.8 | 403.2 | 470.4
DIN-1DIMU4 | DIN Rail Universal Dimmer, 1 feed, 4 channels | 1320 | 858 | 792 | 924
DIN-1TSTAT8 | 8-Zone Radiant Heat Thermostat, DIN Rail Mount | 770 | 500.5 | 462 | 539
DIN-2LEDPWM8 | 2 Channel RGBW LED Dimmer, DIN Rail Mount | 716 | 465.4 | 429.6 | 501.2
DIN-2MC2 | DIN Rail Motor Control, 2 feeds, 2 channels | 276 | 179.4 | 165.6 | 193.2
DIN-4DIMFLV4 | DIN Rail 0-10V Dimmer Module, 4 feeds, 4 channels | 650 | 422.5 | 390 | 455
DIN-8SW8-I | DIN Rail High-Voltage Switch with Digital Inputs | 320 | 208 | 192 | 224
DIN-AO8 | DIN Rail Analog Output Module | 704 | 457.6 | 422.4 | 492.8
DIN-AP4 | 4-Series™ DIN Rail Control System | 1650 | 1072.5 | 990 | 1155
DIN-AP4-R | 4-Series™ DIN Rail Control System for Crestron Home® OS | 1500 | 975 | 900 | 1050
[Available June 30th, 2023]
DIN-BLOCK | DIN Rail Cresnet Distribution Block | 166 | 107.9 | 99.6 | 116.2
DIN-CENCN-2-POE | Ethernet to Cresnet® Network Bridge with PoE | 606 | 393.9 | 363.6 | 424.2
DIN-DALI-2 | DIN Rail 2-Channel DALI® Interface | 880 | 572 | 528 | 616
DIN-DMX-1UNIVERSE | Lighting Playback Controller, 1 Universe | Contact for Pricing | Call For Quote | Call For Quote | Call For Quote
DIN-DMX-2UNIVERSE | Lighting Playback Controller, 2 Universe | Contact for Pricing | Call For Quote | Call For Quote | Call For Quote
DIN-EN-2X18 | Enclosure for DIN Rail Devices, 2 DIN Rails, 18 M Wide | 308 | 200.2 | 184.8 | 215.6
DIN-EN-2X18-HC-2OPEN | DIN Rail Enclosure with 2 DIN Rails and 2 Cover Openings | 330 | 214.5 | 198 | 231
DIN-EN-3X18 | Enclosure for DIN Rail Devices, 3 DIN Rails, 18 M Wide | 550 | 357.5 | 330 | 385
DIN-EN-3X18-HC-2OPEN | DIN Rail Enclosure with 3 DIN Rails and 2 Cover Openings | 606 | 393.9 | 363.6 | 424.2
DIN-EN-6X18 | Enclosure for DIN Rail Devices, 6 DIN Rails, 18 M Wide | 880 | 572 | 528 | 616
DIN-EN-6X18-HC-5OPEN | DIN Rail Enclosure with 6 DIN Rails and 5 Cover Openings | 968 | 629.2 | 580.8 | 677.6
DIN-GWDL | Digital Lighting Gateway, DIN Rail Mount | 1600 | 1040 | 960 | 1120
[Just Released]
DIN-GWDL-SPLTR | Digital Lighting Splitter, 4 Channel, DIN Rail Mount | 900 | 585 | 540 | 630
[Just Released]
DIN-HUB | DIN Rail Cresnet Distribution Hub | 330 | 214.5 | 198 | 231
DIN-IO8 | DIN Rail Versiport Module | 408 | 265.2 | 244.8 | 285.6
DIN-PWR-RD | DIN Rail Redundancy Module | 440 | 286 | 264 | 308
DIN-PWS30-277 | DIN Rail 30 Watt Cresnet Power Supply, 277V | 198 | 128.7 | 118.8 | 138.6
DIN-PWS60 | DIN Rail 60 Watt Cresnet® Power Supply | 232 | 150.8 | 139.2 | 162.4
DIN-SACN-DMX | ENTTEC DIN-ODE POE Mk2 – Ethernet to DMX Converter | 1320 | 858 | 792 | 924
DIN-THSTAT | Heating, Cooling, and Relative Humidity Thermostat, DIN Rail Mount | 550 | 357.5 | 330 | 385
DIN-TSTAT-FCU | DIN Rail Heating & Cooling Fan-Coil Thermostat | 660 | 429 | 396 | 462
DM-8G-CONN-WG-100 | Connectors with Wire Guide for DM-CBL-8G DigitalMedia 8G™ Cable, 100-Pack | 550 | 357.5 | 330 | 385
DM-8G-CRIMP-WG | Crimping Tool for DM-8G-CONN-WG | 132 | 85.8 | 79.2 | 92.4
DM-8G-CRIMP-WG-STARTER_PAK | Starter Package including DM-8G-CRIMP-WG Crimping Tool and 100-Pack of DM-8G-CONN-WG Connectors | 606 | 393.9 | 363.6 | 424.2
DMC-4KZ-C | DigitalMedia 8G+® 4K60 4:4:4 HDR Input Card for DM® Switchers, HDBaseT® Compatible | 1210 | 786.5 | 726 | 847
DMC-4KZ-C-DSP | DigitalMedia 8G+® 4K60 4:4:4 HDR Input Card w/Downmixing for DM® Switchers, HDBaseT® Compatible | 1430 | 929.5 | 858 | 1001
DMC-4KZ-CO-HD | 2-Channel DigitalMedia 8G+® 4K60 4:4:4 HDR Output Card for DM® Switchers | 1430 | 929.5 | 858 | 1001
DMC-4KZ-HD | HDMI® 4K60 4:4:4 HDR Input Card for DM® Switchers | 880 | 572 | 528 | 616
DMC-4KZ-HD-DSP | HDMI® 4K60 4:4:4 HDR Input Card w/Downmixing for DM® Switchers | 1100 | 715 | 660 | 770
DMC-4KZ-HDO | 2-Channel HDMI® 4K60 4:4:4 HDR Scaling Output Card for DM® Switchers | 1980 | 1287 | 1188 | 1386
DM-CBL-8G-NP-SP1000 | DigitalMedia 8G™ Cable, non-plenum, 1000 ft spool | 792 | 514.8 | 475.2 | 554.4
DM-CBL-8G-NP-SP500 | DigitalMedia 8G™ Cable, non-plenum, 500 ft spool | 396 | 257.4 | 237.6 | 277.2
DM-CBL-8G-P-SP1000 | DigitalMedia 8G™ Cable, plenum, 1000 ft spool | 1320 | 858 | 792 | 924
DM-CBL-8G-P-SP500 | DigitalMedia 8G™ Cable, plenum, 500 ft spool | 660 | 429 | 396 | 462
DM-CBL-ULTRA-LSZH-SP1000 | DigitalMedia™ Ultra Cable, Low Smoke Zero Halogen, 1000 ft spool (Available only in Europe) | 1056 | 686.4 | 633.6 | 739.2
DM-CBL-ULTRA-LSZH-SP500 | DigitalMedia™ Ultra Cable, Low Smoke Zero Halogen, 500 ft spool (Available only in Europe) | 528 | 343.2 | 316.8 | 369.6
DM-CBL-ULTRA-NP-SP1000 | DigitalMedia™ Ultra Cable, Non-Plenum Type CMR, 1000 ft spool | 1056 | 686.4 | 633.6 | 739.2
DM-CBL-ULTRA-NP-SP500 | DigitalMedia™ Ultra Cable, Non-Plenum Type CMR, 500 ft spool | 528 | 343.2 | 316.8 | 369.6
DM-CBL-ULTRA-P-B-SP1000 | DigitalMedia™ Ultra Cable, Plenum Type CMP, Black, 1000 ft spool | 4400 | 2860 | 2640 | 3080
DM-CBL-ULTRA-PC-1.5 | DigitalMedia™ Ultra Patch Cable, 1.5 ft (0.45 m) | 34 | 22.1 | 20.4 | 23.8
DM-CBL-ULTRA-PC-10 | DigitalMedia™ Ultra Patch Cable, 10 ft (3 m) | 60 | 39 | 36 | 42
DM-CBL-ULTRA-PC-15 | DigitalMedia™ Ultra Patch Cable, 15 ft (4.5 m) | 66 | 42.9 | 39.6 | 46.2
DM-CBL-ULTRA-PC-20 | DigitalMedia™ Ultra Patch Cable, 20 ft (6 m) | 78 | 50.7 | 46.8 | 54.6
DM-CBL-ULTRA-PC-3 | DigitalMedia™ Ultra Patch Cable, 3 ft (0.9 m) | 40 | 26 | 24 | 28
DM-CBL-ULTRA-PC-5 | DigitalMedia™ Ultra Patch Cable, 5 ft (1.5 m) | 48 | 31.2 | 28.8 | 33.6
DM-CBL-ULTRA-PC-50 | DigitalMedia™ Ultra Patch Cable, 50 ft (15 m) | 110 | 71.5 | 66 | 77
DM-CBL-ULTRA-PC-7 | DigitalMedia™ Ultra Patch Cable, 7 ft (2.1 m) | 54 | 35.1 | 32.4 | 37.8
DM-CBL-ULTRA-P-SP1000 | DigitalMedia™ Ultra Cable, Plenum Type CMP, 1000 ft spool | 4400 | 2860 | 2640 | 3080
DM-CBL-ULTRA-P-SP500 | DigitalMedia™ Ultra Cable, Plenum Type CMP, 500 ft spool | 2200 | 1430 | 1320 | 1540
DMC-CPU3 | CPU Card for 8X8, 16X16, and 32X32 DigitalMedia™ Switchers | 1100 | 715 | 660 | 770
DMC-HDO | 2-Channel HDMI® Output Card for DM® Switchers | 770 | 500.5 | 462 | 539
DMCI | DigitalMedia™ Card Interface | 440 | 286 | 264 | 308
DM-CONN-ULTRA-PLUG-20 | Connectors for DigitalMedia™ Ultra Cables, 20 Pack | 572 | 371.8 | 343.2 | 400.4
DM-CONN-ULTRA-RECP-20 | DigitalMedia™ Ultra Keystone RJ-45 Jack, 20-Pack w/Termination Tool | 550 | 357.5 | 330 | 385
DM-CONN-ULTRA-RECP-50 | DigitalMedia™ Ultra Keystone RJ45 Jack, 50-Pack w/Termination Tool | 1320 | 858 | 792 | 924
DM-CONN-ULTRA-RECP-XA-20 | 45-Degree Angled Connectors for DigitalMedia™ Ultra Cables, 20 Pack | 572 | 371.8 | 343.2 | 400.4
DM-CRIMP-ULTRA-PLUG | Termination Tool for DM-CONN-ULTRA-PLUG-20 | 28 | 18.2 | 16.8 | 19.6
DM-CRIMP-ULTRA-RECP-XA | Termination Tool for DM-CONN-ULTRA-RECP-XA-20 | 28 | 18.2 | 16.8 | 19.6
DMC-S | DigitalMedia 8G™ Fiber Input Card for DM® Switchers | 1650 | 1072.5 | 990 | 1155
DMC-SDI | 3G-SDI Input Card for DM® Switchers | 1320 | 858 | 792 | 924
DMC-S-DSP | DigitalMedia 8G™ Fiber Input Card w/Downmixing for DM® Switchers | 1870 | 1215.5 | 1122 | 1309
DMC-SO-HD | 2-Channel DigitalMedia 8G™ Fiber Output Card for DM® Switchers | 1980 | 1287 | 1188 | 1386
DMC-STR | Streaming Input Card for DM® Switchers | 1650 | 1072.5 | 990 | 1155
DMC-STRO | Streaming Output Card for DM® Switchers | 3300 | 2145 | 1980 | 2310
DMC-VGA | VGA/Video Input Card for DM® Switchers | 1100 | 715 | 660 | 770
DMC-VID4 | Quad Video Input Card for DM® Switchers | 716 | 465.4 | 429.6 | 501.2
DMC-VID-BNC | BNC Analog Video Input Card for DM® Switchers | 880 | 572 | 528 | 616
DMC-VID-RCA-A | RCA Analog Video Input Card w/Analog Audio for DM® Switchers | 716 | 465.4 | 429.6 | 501.2
DMC-VID-RCA-D | RCA Analog Video Input Card w/SPDIF Audio for DM® Switchers | 716 | 465.4 | 429.6 | 501.2
DM-DA4-4K-C | 1:4 4K HDMI® to DM 8G+® & HDBaseT® Splitter | 2970 | 1930.5 | 1782 | 2079
DM-DGE-200-C | Digital Graphics Engine 200 with 4K DM 8G+® Input | 3520 | 2288 | 2112 | 2464
DMF-CI-8 | DigitalMedia™ Card Chassis for DM-NVX-C & DMCF, 8 Slots | 2200 | 1430 | 1320 | 1540
DM-MD16X16-CPU3 | 16x16 DigitalMedia™ Switcher | 9460 | 6149 | 5676 | 6622
DM-MD16X16-CPU3-RPS | 16x16 DigitalMedia™ Switcher with Redundant Power Supplies | 10780 | 7007 | 6468 | 7546
DM-MD32X32-CPU3 | 32x32 DigitalMedia™ Switcher | 18920 | 12298 | 11352 | 13244
DM-MD32X32-CPU3-RPS | 32x32 DigitalMedia™ Switcher with Redundant Power Supplies | 20240 | 13156 | 12144 | 14168
DM-MD6X6 | 6x6 DigitalMedia™ Distribution Center | 5500 | 3575 | 3300 | 3850
DM-MD8X8-CPU3 | 8x8 DigitalMedia™ Switcher | 4730 | 3074.5 | 2838 | 3311
DM-MD8X8-CPU3-RPS | 8x8 DigitalMedia™ Switcher with Redundant Power Supplies | 6050 | 3932.5 | 3630 | 4235
DM-NAX-16AIN | DM NAX™ Audio-over-IP Network Encoder with 16 Stereo Inputs | 2640 | 1716 | 1584 | 1848
DM-NAX-4ZSP | DM NAX™ 4-Zone Streaming Preamplifier | 2640 | 1716 | 1584 | 1848
DM-NAX-8ZSA | DM NAX™ 8-Zone Streaming Amplifier | 6600 | 4290 | 3960 | 4620
DM-NUX-L2 | DM NUX USB over Network with Routing, Local | 660 | 429 | 396 | 462
DM-NUX-L2-1G-B | DM NUX USB over Network Wall Plate with Routing, Local, Black | 936 | 608.4 | 561.6 | 655.2
DM-NUX-L2-1G-W | DM NUX USB over Network Wall Plate with Routing, Local, White | 936 | 608.4 | 561.6 | 655.2
DM-NUX-R2 | DM NUX USB over Network with Routing, Remote | 660 | 429 | 396 | 462
DM-NUX-R2-1G-B | DM NUX USB over Network Wall Plate with Routing, Remote, Black | 936 | 608.4 | 561.6 | 655.2
DM-NUX-R2-1G-W | DM NUX USB over Network Wall Plate with Routing, Remote, White | 936 | 608.4 | 561.6 | 655.2
DM-NVX-351 | DM NVX® 4K60 4:4:4 HDR Network AV Encoder/Decoder with Downmixing | 2200 | 1430 | 1320 | 1540
DM-NVX-351C | DM NVX® 4K60 4:4:4 HDR Network AV Encoder/Decoder Card with Downmixing | 2200 | 1430 | 1320 | 1540
DM-NVX-360 | DM NVX® 4K60 4:4:4 HDR Network AV Encoder/Decoder | 1980 | 1287 | 1188 | 1386
DM-NVX-360C | DM NVX® 4K60 4:4:4 HDR Network AV Encoder/Decoder Card | 1980 | 1287 | 1188 | 1386
DM-NVX-363 | DM NVX® 4K60 4:4:4 HDR Network AV Encoder/Decoder with Downmixing and Dante® Audio | 2640 | 1716 | 1584 | 1848
DM-NVX-363C | DM NVX® 4K60 4:4:4 HDR Network AV Encoder/Decoder Card with Downmixing and Dante® Audio | 2640 | 1716 | 1584 | 1848
DM-NVX-D10 | DM NVX® 1080p60 4:4:4 Network AV Decoder | 800 | 520 | 480 | 560
DM-NVX-D20 | DM NVX® 4K60 4:2:0 Network AV Decoder | 990 | 643.5 | 594 | 693
DM-NVX-D200 | DM NVX® 4K60 4:2:0 Network AV Decoder with Scaler | 1200 | 780 | 720 | 840
DM-NVX-D30 | DM NVX® 4K60 4:4:4 HDR Network AV Decoder | 1430 | 929.5 | 858 | 1001
DM-NVX-D30C | DM NVX® 4K60 4:4:4 HDR Network AV Decoder Card | 1430 | 929.5 | 858 | 1001
DM-NVX-D80-IOAV | DM NVX® 4K60 4:4:4 HDR Network AV OPS Decoder | 1650 | 1072.5 | 990 | 1155
DM-NVX-DIR-160 | DM NVX Director™ Virtual Switching Appliance, 160 Endpoints | 11000 | 7150 | 6600 | 7700
DM-NVX-DIR-80 | DM NVX Director™ Virtual Switching Appliance, 80 Endpoints | 5500 | 3575 | 3300 | 3850
DM-NVX-DIR-ENT | DM NVX Director™ Virtual Switching Appliance, 1000 Endpoints | 22000 | 14300 | 13200 | 15400
DM-NVX-E10 | DM NVX® 1080p60 4:4:4 Network AV Encoder | 800 | 520 | 480 | 560
DM-NVX-E20 | DM NVX® 4K60 4:2:0 Network AV Encoder | 990 | 643.5 | 594 | 693
DM-NVX-E30 | DM NVX® 4K60 4:4:4 HDR Network AV Encoder | 1430 | 929.5 | 858 | 1001
DM-NVX-E30C | DM NVX® 4K60 4:4:4 HDR Network AV Encoder Card | 1430 | 929.5 | 858 | 1001
DM-NVX-E760 | DM NVX® 4K60 4:4:4 HDR Network AV Encoder with DM® Input | 2090 | 1358.5 | 1254 | 1463
DM-NVX-E760C | DM NVX® 4K60 4:4:4 HDR Network AV Encoder Card with DM® Input | 2090 | 1358.5 | 1254 | 1463
DMPS3-4K-250-C | 3-Series® 4K DigitalMedia™ Presentation System 250 | 8800 | 5720 | 5280 | 6160
DMPS3-4K-350-C | 3-Series® 4K DigitalMedia™ Presentation System 350 | 11000 | 7150 | 6600 | 7700
DM-PSU-16-PLUS | 16-Port PoDM+ Power Supply for DM 8G+® I/O Cards | 1926 | 1251.9 | 1155.6 | 1348.2
DM-PSU-8-PLUS | 8-Port PoDM+ Power Supply for DM 8G+® I/O Cards | 1320 | 858 | 792 | 924
DM-PSU-ULTRA-MIDSPAN | DigitalMedia™ Ultra Midspan PoDM++ Injector | 660 | 429 | 396 | 462
DM-RMC-100-S | DigitalMedia 8G™ Fiber Receiver & Room Controller 100 | 1320 | 858 | 792 | 924
DM-RMC-150-S | DigitalMedia 8G™ Fiber Receiver & Room Controller 150 | 1760 | 1144 | 1056 | 1232
DM-RMC-200-C | DigitalMedia 8G+® Receiver & Room Controller 200 | 2200 | 1430 | 1320 | 1540
DM-RMC-200-S | DigitalMedia 8G™ Fiber Receiver & Room Controller 200 | 2640 | 1716 | 1584 | 1848
DM-RMC-4K-100-C-1G-B-T | Wall Plate 4K DigitalMedia 8G+® Receiver & Room Controller 100, Black Textured | 770 | 500.5 | 462 | 539
DM-RMC-4K-100-C-1G-W-T | Wall Plate 4K DigitalMedia 8G+® Receiver & Room Controller 100, White Textured | 770 | 500.5 | 462 | 539
DM-RMC-4KZ-100-C | DigitalMedia 8G+® 4K60 4:4:4 HDR Receiver & Room Controller 100 | 990 | 643.5 | 594 | 693
DM-RMC-4KZ-SCALER-C | DigitalMedia 8G+® 4K60 4:4:4 HDR Receiver and Room Controller with Scaler | 1980 | 1287 | 1188 | 1386
DM-RMC-SCALER-S | DigitalMedia 8G™ Fiber Receiver & Room Controller w/Scaler | 1980 | 1287 | 1188 | 1386
DM-RPP-K24 | DigitalMedia™ 24-Port Keystone Patch Panel | 198 | 128.7 | 118.8 | 138.6
DM-TX-200-C-2G-B-T | Wall Plate DigitalMedia 8G+® Transmitter 200, Black Textured | 1540 | 1001 | 924 | 1078
DM-TX-200-C-2G-W-T | Wall Plate DigitalMedia 8G+® Transmitter 200, White Textured | 1540 | 1001 | 924 | 1078
DM-TX-201-C | DigitalMedia 8G+® Transmitter 201 | 1430 | 929.5 | 858 | 1001
DM-TX-201-S | DigitalMedia 8G™ Fiber Transmitter 201 | 1980 | 1287 | 1188 | 1386
DM-TX-401-S | DigitalMedia 8G™ Fiber Transmitter 401 | 3080 | 2002 | 1848 | 2156
DM-TX-4KZ-100-C-1G-B-T | DigitalMedia 8G+® 4K60 4:4:4 HDR Wall Plate Transmitter, Black | 1100 | 715 | 660 | 770
DM-TX-4KZ-100-C-1G-W-T | DigitalMedia 8G+® 4K60 4:4:4 HDR Wall Plate Transmitter, White | 1100 | 715 | 660 | 770
DM-TX-4KZ-302-C | DigitalMedia 8G+® 4K60 4:4:4 HDR Transmitter 302 | 2200 | 1430 | 1320 | 1540
DM-TXRX-100-STR | HD Streaming Transmitter/Receiver | 2200 | 1430 | 1320 | 1540
DSP-1280 | Crestron Avia™ 12x8 Digital Signal Processor | 2860 | 1859 | 1716 | 2002
DSP-1281 | Crestron Avia™ 12x8 Digital Signal Processor w/Dante®™ | 3300 | 2145 | 1980 | 2310
DSP-860 | Crestron Avia™ 8x6 Digital Signal Processor | 2200 | 1430 | 1320 | 1540
EXCITE IC6DT-W-T-EACH | Excite® 6.5” 2-Way Single-Point Stereo In-Ceiling Speaker, White Textured, Single | 220 | 143 | 132 | 154
[Limited Supply]
FOUR-GANG | Four Gang Plastic Box w/nails | 12 | 7.8 | 7.2 | 8.4
FOUR-GANG-SC | B468R - Four Gang Box w/ears+swing clamps | 12 | 7.8 | 7.2 | 8.4
FP1-120-INTENSE | Single gang faceplate Niko Intense - White | 12 | 7.8 | 7.2 | 8.4
FP1-122-INTENSE | Single gang faceplate Intense - Antracite | 12 | 7.8 | 7.2 | 8.4
FP1-150-PURE | Single Gang Faceplate Pure - Stainless Steel on Anthracite | 66 | 42.9 | 39.6 | 46.2
FP1-152-PURE | Single Gang Faceplate Pure - Natural Red | 34 | 22.1 | 20.4 | 23.8
FP1-154-PURE | Single Gang Faceplate Pure - White Steel | 44 | 28.6 | 26.4 | 30.8
FP1-155-PURE | Single Gang Faceplate Pure - Alu grey | 66 | 42.9 | 39.6 | 46.2
FP1-156-PURE | Single Gang Faceplate Pure - Bamboo | 66 | 42.9 | 39.6 | 46.2
FP1-157-PURE | Single Gang Faceplate Pure - Champagne Steel | 44 | 28.6 | 26.4 | 30.8
FP1-158-PURE | Single Gang Faceplate Pure - Alu Black | 66 | 42.9 | 39.6 | 46.2
FP1-159-PURE | Single Gang Faceplate Pure, Natural Soft Grey | 34 | 22.1 | 20.4 | 23.8
FP1-161-PURE | Single Gang Faceplate Pure - Black Steel | 44 | 28.6 | 26.4 | 30.8
FP1-200-PURE | Single Gang Faceplate Pure - Bakelite Piano Black | 18 | 11.7 | 10.8 | 12.6
FP1-220-PURE | Single Gang Faceplate Pure - Alu Steel Grey | 34 | 22.1 | 20.4 | 23.8
FP1-221-PURE | Single Gang Faceplate Pure - Alu Gold | 34 | 22.1 | 20.4 | 23.8
FP1-241-PURE | Single Gang Faceplate Pure, Liquid Snow White | 22 | 14.3 | 13.2 | 15.4
FP1-250-PURE | Single Gang Faceplate Pure - Stainless Steel on White | 66 | 42.9 | 39.6 | 46.2
FP2-120-INTENSE | Dual gang faceplate Intense - White | 12 | 7.8 | 7.2 | 8.4
FP2-120-INTENSE-VERT | Dual gang Vertical faceplate Intense - White | 12 | 7.8 | 7.2 | 8.4
FP2-122-INTENSE | Dual gang faceplate Niko Intense - Anthracite | 22 | 14.3 | 13.2 | 15.4
FP2-122-INTENSE-VERT | Dual gang Vertical faceplate Intense - Anthracite | 22 | 14.3 | 13.2 | 15.4
FP2-150-PURE | Dual gang faceplate Niko Pure - Stainless Steel on Anthracit | 110 | 71.5 | 66 | 77
FP2-152-PURE | Dual gang faceplate Pure - Natural red | 56 | 36.4 | 33.6 | 39.2
FP2-154-PURE | Dual gang faceplate Pure - White Steel | 100 | 65 | 60 | 70
FP2-155-PURE | Dual gang faceplate Pure - Alu Grey | 110 | 71.5 | 66 | 77
FP2-156-PURE | Dual gang faceplate Pure - Bamboo | 110 | 71.5 | 66 | 77
FP2-157-PURE | Dual gang faceplate Niko Pure - Champagne Steel | 100 | 65 | 60 | 70
FP2-158-PURE | Dual gang faceplate Pure - Alu Black | 110 | 71.5 | 66 | 77
FP2-159-PURE | Dual gang faceplate Pure - Natural Soft Grey | 56 | 36.4 | 33.6 | 39.2
FP2-161-PURE | Dual gang faceplate Pure - Black Steel | 100 | 65 | 60 | 70
FP2-200-PURE | Dual gang faceplate Pure - Bakelite Piano Black | 22 | 14.3 | 13.2 | 15.4
FP2-220-PURE | Dual gang faceplate Pure - Alu Steel Grey | 56 | 36.4 | 33.6 | 39.2
FP2-221-PURE | Dual Gang Faceplate Pure - Alu Gold | 56 | 36.4 | 33.6 | 39.2
FP2-241-PURE | Dual gang faceplate Pure - Liquid Snow White | 34 | 22.1 | 20.4 | 23.8
FP2-250-PURE | Dual gang faceplate Pure - Stainless Steel on White | 110 | 71.5 | 66 | 77
FP3-120-INTENSE | Three gang faceplate Niko Intense - White | 18 | 11.7 | 10.8 | 12.6
FP3-122-INTENSE | Three gang faceplate Niko Intense - Anthracite | 34 | 22.1 | 20.4 | 23.8
FP3-150-PURE | Three gang faceplate Pure - Stainless Steel on Anthracite | 154 | 100.1 | 92.4 | 107.8
FP3-152-PURE | Three gang faceplate Pure - Natural red | 78 | 50.7 | 46.8 | 54.6
FP3-154-PURE | Three gang faceplate Pure - White Steel | 154 | 100.1 | 92.4 | 107.8
FP3-155-PURE | Three gang faceplate Pure - Alu grey | 154 | 100.1 | 92.4 | 107.8
FP3-156-PURE | Three gang faceplate Pure - Bamboo | 166 | 107.9 | 99.6 | 116.2
FP3-157-PURE | Three gang faceplate Pure - Champagne Steel | 154 | 100.1 | 92.4 | 107.8
FP3-158-PURE | Three gang faceplate Pure - Alu Black | 154 | 100.1 | 92.4 | 107.8
FP3-159-PURE | Three gang faceplate Niko Pure - Natural Soft Grey | 78 | 50.7 | 46.8 | 54.6
FP3-161-PURE | Three gang faceplate Niko Pure - Black Steel | 154 | 100.1 | 92.4 | 107.8
FP3-200-PURE | Three gang faceplate Pure - Bakelite Piano Black | 44 | 28.6 | 26.4 | 30.8
FP3-220-PURE | Three Gang Faceplate Pure - Alu Steel Grey | 88 | 57.2 | 52.8 | 61.6
FP3-221-PURE | Three Gang Faceplate Pure - Alu Gold | 88 | 57.2 | 52.8 | 61.6
FP3-241-PURE | Three Gang Faceplate Pure - Liquid Snow White | 44 | 28.6 | 26.4 | 30.8
FP3-250-PURE | Three gang faceplate Pure - Stainless Steel on White | 154 | 100.1 | 92.4 | 107.8
FP4-120-INTENSE | Four gang faceplate Intense - White | 22 | 14.3 | 13.2 | 15.4
FP4-122-INTENSE | Four gang faceplate Intense - Anthracite | 44 | 28.6 | 26.4 | 30.8
FP4-150-PURE | Four gang faceplate Pure - Stainless Steel on Anthracite | 220 | 143 | 132 | 154
FP4-154-PURE | Four gang faceplate Pure - White Steel | 254 | 165.1 | 152.4 | 177.8
FP4-155-PURE | Four gang faceplate Pure - Alu Grey | 220 | 143 | 132 | 154
FP4-156-PURE | Four gang faceplate Pure - Bamboo | 254 | 165.1 | 152.4 | 177.8
FP4-157-PURE | Four gang faceplate Pure - Champagen Steel | 220 | 143 | 132 | 154
FP4-158-PURE | Four gang faceplate Pure - Alu Black | 220 | 143 | 132 | 154
FP4-161-PURE | Four gang faceplate Pure - Black Steel | 254 | 165.1 | 152.4 | 177.8
FP4-241-PURE | Four Gang Faceplate Pure, Liquid Snow White | 144 | 93.6 | 86.4 | 100.8
FP4-250-PURE | Four gang faceplate Pure - Stainless Steel on White | 220 | 143 | 132 | 154
FP5-120-INTENSE | Five gang faceplate Intense - White | 34 | 22.1 | 20.4 | 23.8
FP5-122-INTENSE | Five gang faceplate Intense - Anthracite | 66 | 42.9 | 39.6 | 46.2
FP5-150-PURE | Five gang faceplate Pure - Stainless Steel on Anthracite | 320 | 208 | 192 | 224
FP5-154-PURE | Five gang faceplate Pure - White steel | 364 | 236.6 | 218.4 | 254.8
FP5-155-PURE | Five gang faceplate Pure - Alu Grey | 320 | 208 | 192 | 224
FP5-156-PURE | Five gang faceplate Pure - Bamboo | 364 | 236.6 | 218.4 | 254.8
FP5-157-PURE | Five gang faceplate Pure - Champagne Steel | 330 | 214.5 | 198 | 231
FP5-158-PURE | Five gang faceplate Pure - Alu Black | 320 | 208 | 192 | 224
FP5-161-PURE | Five gang faceplate Pure - Black Steel | 364 | 236.6 | 218.4 | 254.8
FP5-250-PURE | Five gang faceplate Pure - Stainless Steel on White | 320 | 208 | 192 | 224
FPE-C2N-CBF-EU-AB | Elegance Faceplate for Cameo® Flush Mount Keypads, EU Format, Antique Brass | 78 | 50.7 | 46.8 | 54.6
FPE-C2N-CBF-EU-ABZD | Elegance Faceplate for Cameo® Flush Mount Keypads, EU Format, Antique Bronze Dark | 88 | 57.2 | 52.8 | 61.6
FPE-C2N-CBF-EU-ABZL | Elegance Faceplate for Cameo® Flush Mount Keypads, EU Format, Antique Bronze Light | 78 | 50.7 | 46.8 | 54.6
FPE-C2N-CBF-EU-FLABZD | Elegance Faceplate for Cameo® Flush Mount Keypads, EU Format, Forbes and Lomax Antique Bronze | 110 | 71.5 | 66 | 77
FPE-C2N-CBF-EU-PAINT | Elegance Faceplate for Cameo® Flush Mount Keypads, EU Format, Primer Finished Brass | 100 | 65 | 60 | 70
FPE-C2N-CBF-EU-PB | Elegance Faceplate for Cameo® Flush Mount Keypads, EU Format, Polished Brass | 66 | 42.9 | 39.6 | 46.2
FPE-C2N-CBF-EU-PC | Elegance Faceplate for Cameo® Flush Mount Keypads, EU Format, Polished Chrome | 100 | 65 | 60 | 70
FPE-C2N-CBF-EU-PN | Elegance Faceplate for Cameo® Flush Mount Keypads, EU Format, Polished Nickel | 78 | 50.7 | 46.8 | 54.6
FPE-C2N-CBF-EU-SB | Elegance Faceplate for Cameo® Flush Mount Keypads, EU Format, Satin Brass | 66 | 42.9 | 39.6 | 46.2
FPE-C2N-CBF-EU-SC | Elegance Faceplate for Cameo® Flush Mount Keypads, EU Format, Satin Chrome | 100 | 65 | 60 | 70
FPE-C2N-CBF-EU-SN | Elegance Faceplate for Cameo® Flush Mount Keypads, EU Format, Satin Nickel | 100 | 65 | 60 | 70
FPE-C2N-CBF-EU-SS-BRUSHED | Elegance Faceplate for Cameo® Flush Mount Keypads, EU Format, Stainless Steel Brushed | 44 | 28.6 | 26.4 | 30.8
FPE-C2N-CBF-EU-SS-POLISHED | Elegance Faceplate for Cameo® Flush Mount Keypads, EU Format, Stainless Steel Polished | 44 | 28.6 | 26.4 | 30.8
FPE-C2N-CBF-EU-WH | Elegance Faceplate for Cameo® Flush Mount Keypads, EU Format, Silk White | 122 | 79.3 | 73.2 | 85.4
FPE-C2N-CBF-SL-AB | Elegance Faceplate for Cameo® Flush Mount Keypads, Slim Format, Antique Brass | 66 | 42.9 | 39.6 | 46.2
FPE-C2N-CBF-SL-ABZD | Elegance Faceplate for Cameo® Flush Mount Keypads, Slim Format, Antique Bronze Dark | 66 | 42.9 | 39.6 | 46.2
FPE-C2N-CBF-SL-ABZL | Elegance Faceplate for Cameo® Flush Mount Keypads, Slim Format, Antique Bronze Light | 66 | 42.9 | 39.6 | 46.2
FPE-C2N-CBF-SL-FLABZD | Elegance Faceplate for Cameo® Flush Mount Keypads, Slim Format, Forbes and Lomax Antique Bronze | 88 | 57.2 | 52.8 | 61.6
FPE-C2N-CBF-SL-PAINT | Elegance Faceplate for Cameo® Flush Mount Keypads, Slim Format, Primer Finished Brass | 88 | 57.2 | 52.8 | 61.6
FPE-C2N-CBF-SL-PB | Elegance Faceplate for Cameo® Flush Mount Keypads, Slim Format, Polished Brass | 56 | 36.4 | 33.6 | 39.2
FPE-C2N-CBF-SL-PC | Elegance Faceplate for Cameo® Flush Mount Keypads, Slim Format, Polished Chrome | 88 | 57.2 | 52.8 | 61.6
FPE-C2N-CBF-SL-PN | Elegance Faceplate for Cameo® Flush Mount Keypads, Slim Format, Polished Nickel | 88 | 57.2 | 52.8 | 61.6
FPE-C2N-CBF-SL-SB | Elegance Faceplate for Cameo® Flush Mount Keypads, Slim Format, Satin Brass | 56 | 36.4 | 33.6 | 39.2
FPE-C2N-CBF-SL-SC | Elegance Faceplate for Cameo® Flush Mount Keypads, Slim Format, Satin Chrome | 88 | 57.2 | 52.8 | 61.6
FPE-C2N-CBF-SL-SN | Elegance Faceplate for Cameo® Flush Mount Keypads, Slim Format, Satin Nickel | 88 | 57.2 | 52.8 | 61.6
FPE-C2N-CBF-SL-SS-BRUSHED | Elegance Faceplate for Cameo® Flush Mount Keypads, Slim Format, Stainless Steel Brushed | 44 | 28.6 | 26.4 | 30.8
FPE-C2N-CBF-SL-SS-POLISHED | Elegance Faceplate for Cameo® Flush Mount Keypads, Slim Format, Stainless Steel Polished | 44 | 28.6 | 26.4 | 30.8
FPE-C2N-CBF-SL-WH | Elegance Faceplate for Cameo® Flush Mount Keypads, Slim Format, Silk White | 122 | 79.3 | 73.2 | 85.4
FPE-C2N-CBF-US-AB | Elegance Faceplate for Cameo® Flush Mount Keypads, US Format, Antique Brass | 78 | 50.7 | 46.8 | 54.6
FPE-C2N-CBF-US-ABZD | Elegance Faceplate for Cameo® Flush Mount Keypads, US Format, Antique Bronze Dark | 100 | 65 | 60 | 70
FPE-C2N-CBF-US-ABZL | Elegance Faceplate for Cameo® Flush Mount Keypads, US Format, Antique Bronze Light | 78 | 50.7 | 46.8 | 54.6
FPE-C2N-CBF-US-FLABZD | Elegance Faceplate for Cameo® Flush Mount Keypads, US Format, Forbes and Lomax Antique Bronze | 122 | 79.3 | 73.2 | 85.4
FPE-C2N-CBF-US-PAINT | Elegance Faceplate for Cameo® Flush Mount Keypads, US Format, Primer Finished Brass | 100 | 65 | 60 | 70
FPE-C2N-CBF-US-PB | Elegance Faceplate for Cameo® Flush Mount Keypads, US Format, Polished Brass | 66 | 42.9 | 39.6 | 46.2
FPE-C2N-CBF-US-PC | Elegance Faceplate for Cameo® Flush Mount Keypads, US Format, Polished Chrome | 100 | 65 | 60 | 70
FPE-C2N-CBF-US-PN | Elegance Faceplate for Cameo® Flush Mount Keypads, US Format, Polished Nickel | 100 | 65 | 60 | 70
FPE-C2N-CBF-US-SB | Elegance Faceplate for Cameo® Flush Mount Keypads, US Format, Satin Brass | 66 | 42.9 | 39.6 | 46.2
FPE-C2N-CBF-US-SC | Elegance Faceplate for Cameo® Flush Mount Keypads, US Format, Satin Chrome | 106 | 68.9 | 63.6 | 74.2
FPE-C2N-CBF-US-SN | Elegance Faceplate for Cameo® Flush Mount Keypads, US Format, Satin Nickel | 106 | 68.9 | 63.6 | 74.2
FPE-C2N-CBF-US-SS-BRUSHED | Elegance Faceplate for Cameo® Flush Mount Keypads, US Format, Stainless Steel Brushed | 56 | 36.4 | 33.6 | 39.2
FPE-C2N-CBF-US-SS-POLISHED | Elegance Faceplate for Cameo® Flush Mount Keypads, US Format, Stainless Steel Polished | 56 | 36.4 | 33.6 | 39.2
FPE-C2N-CBF-US-WH | Elegance Faceplate for Cameo® Flush Mount Keypads, US Format, Silk White | 132 | 85.8 | 79.2 | 92.4
FPE-C2NI-CB-AB | Antique Brass Faceplate for C2NI-CB | 198 | 128.7 | 118.8 | 138.6
FPE-C2NI-CB-ABZD | Antique Bronze Dark Faceplate for C2NI-CB | 220 | 143 | 132 | 154
FPE-C2NI-CB-ABZL | Antique Bronze Light Faceplate for C2NI-CB | 198 | 128.7 | 118.8 | 138.6
FPE-C2NI-CB-FLABZD | Forbes & Lomax Antique Bronze Faceplate for C2NI-CB | 242 | 157.3 | 145.2 | 169.4
FPE-C2NI-CB-PAINT | Primer Finished Brass Faceplate for C2NI-CB | 210 | 136.5 | 126 | 147
FPE-C2NI-CB-PB | Polished Brass Faceplate for C2NI-CB | 254 | 165.1 | 152.4 | 177.8
FPE-C2NI-CB-PC | Polished Chrome Faceplate for C2NI-CB | 286 | 185.9 | 171.6 | 200.2
FPE-C2NI-CB-PN | Polished Nickel Faceplate for C2NI-CB | 286 | 185.9 | 171.6 | 200.2
FPE-C2NI-CB-SB | Satin Brass Faceplate for C2NI-CB | 198 | 128.7 | 118.8 | 138.6
FPE-C2NI-CB-SC | Satin Chrome Faceplate for C2NI-CB | 220 | 143 | 132 | 154
FPE-C2NI-CB-SN | Satin Nickel Faceplate for C2NI-CB | 220 | 143 | 132 | 154
FPE-C2NI-CB-UNF | Unfinished Faceplate for C2NI-CB | 242 | 157.3 | 145.2 | 169.4
FPE-C2NI-CB-WH | Silk White Faceplate for C2NI-CB | 242 | 157.3 | 145.2 | 169.4
FPE-SAMPLE-CASE | Elegance Faceplate Color Sample Case | 440 | 286 | 264 | 308
[Product typically ships in 12-14 weeks]
FP-G1-A-S | Decorator Style Faceplate, 1-Gang, Almond Smooth | 12 | 7.8 | 7.2 | 8.4
FP-G1-A-T | Decorator Style Faceplate, 1-Gang, Almond Textured | 12 | 7.8 | 7.2 | 8.4
FP-G1-BRN-S | Decorator Style Faceplate, 1-Gang, Brown Smooth | 12 | 7.8 | 7.2 | 8.4
FP-G1-B-S | Decorator Style Faceplate, 1-Gang, Black Smooth | 12 | 7.8 | 7.2 | 8.4
FP-G1-B-T | Decorator Style Faceplate, 1-Gang, Black Textured | 12 | 7.8 | 7.2 | 8.4
FP-G1-DA-S | Decorator Style Faceplate, 1-Gang, Dark Almond Smooth | 12 | 7.8 | 7.2 | 8.4
FP-G1-DSK-T | Decorator Style Faceplate, 1-Gang, Dusk Textured | 12 | 7.8 | 7.2 | 8.4
FP-G1-GRY-S | Decorator Style Faceplate, 1-Gang, Gray Smooth | 12 | 7.8 | 7.2 | 8.4
FP-G1-IVR-S | Decorator Style Faceplate, 1-Gang, Ivory Smooth | 12 | 7.8 | 7.2 | 8.4
FP-G1-LAT-T | Decorator Style Faceplate, 1-Gang, Latte Textured | 12 | 7.8 | 7.2 | 8.4
FP-G1-RED-S | Decorator Style Faceplate, 1-Gang, Red Smooth | 12 | 7.8 | 7.2 | 8.4
FP-G1-W-S | Decorator Style Faceplate, 1-Gang, White Smooth | 12 | 7.8 | 7.2 | 8.4
FP-G1-W-T | Decorator Style Faceplate, 1-Gang, White Textured | 12 | 7.8 | 7.2 | 8.4
FP-G2-A-S | Decorator Style Faceplate, 2-Gang, Almond Smooth | 22 | 14.3 | 13.2 | 15.4
FP-G2-A-T | Decorator Style Faceplate, 2-Gang, Almond Textured | 22 | 14.3 | 13.2 | 15.4
FP-G2-BRN-S | Decorator Style Faceplate, 2-Gang, Brown Smooth | 22 | 14.3 | 13.2 | 15.4
FP-G2-B-S | Decorator Style Faceplate, 2-Gang, Black Smooth | 22 | 14.3 | 13.2 | 15.4
FP-G2-B-T | Decorator Style Faceplate, 2-Gang, Black Textured | 22 | 14.3 | 13.2 | 15.4
FP-G2-DA-S | Decorator Style Faceplate, 2-Gang, Dark Almond Smooth | 22 | 14.3 | 13.2 | 15.4
FP-G2-DM-B-T | 2-Gang Decorator Style Faceplate for HD-MD-300-C-E and DM-TX-200-C-2G Series, Black Textured | 22 | 14.3 | 13.2 | 15.4
FP-G2-DM-W-T | 2-Gang Decorator Style Faceplate for HD-MD-300-C-E and DM-TX-200-C-2G Series, White Textured | 22 | 14.3 | 13.2 | 15.4
FP-G2-DSK-T | Decorator Style Faceplate, 2-Gang, Dusk Textured | 22 | 14.3 | 13.2 | 15.4
FP-G2-GRY-S | Decorator Style Faceplate, 2-Gang, Gray Smooth | 22 | 14.3 | 13.2 | 15.4
FP-G2-IVR-S | Decorator Style Faceplate, 2-Gang, Ivory Smooth | 22 | 14.3 | 13.2 | 15.4
FP-G2-LAT-T | Decorator Style Faceplate, 2-Gang, Latte Textured | 22 | 14.3 | 13.2 | 15.4
FP-G2-RED-S | Decorator Style Faceplate, 2-Gang, Red Smooth | 22 | 14.3 | 13.2 | 15.4
FP-G2-W-S | Decorator Style Faceplate, 2-Gang, White Smooth | 22 | 14.3 | 13.2 | 15.4
FP-G2-W-T | Decorator Style Faceplate, 2-Gang, White Textured | 22 | 14.3 | 13.2 | 15.4
FP-G3-A-S | Decorator Style Faceplate, 3-Gang, Almond Smooth | 34 | 22.1 | 20.4 | 23.8
FP-G3-A-T | Decorator Style Faceplate, 3-Gang, Almond Textured | 34 | 22.1 | 20.4 | 23.8
FP-G3-BRN-S | Decorator Style Faceplate, 3-Gang, Brown Smooth | 34 | 22.1 | 20.4 | 23.8
FP-G3-B-S | Decorator Style Faceplate, 3-Gang, Black Smooth | 34 | 22.1 | 20.4 | 23.8
FP-G3-B-T | Decorator Style Faceplate, 3-Gang, Black Textured | 34 | 22.1 | 20.4 | 23.8
FP-G3-DA-S | Decorator Style Faceplate, 3-Gang, Dark Almond Smooth | 34 | 22.1 | 20.4 | 23.8
FP-G3-DSK-T | Decorator Style Faceplate, 3-Gang, Dusk Textured | 34 | 22.1 | 20.4 | 23.8
FP-G3-GRY-S | Decorator Style Faceplate, 3-Gang, Gray Smooth | 34 | 22.1 | 20.4 | 23.8
FP-G3-IVR-S | Decorator Style Faceplate, 3-Gang, Ivory Smooth | 34 | 22.1 | 20.4 | 23.8
FP-G3-LAT-T | Decorator Style Faceplate, 3-Gang, Latte Textured | 34 | 22.1 | 20.4 | 23.8
FP-G3-RED-S | Decorator Style Faceplate, 3-Gang, Red Smooth | 34 | 22.1 | 20.4 | 23.8
FP-G3-W-S | Decorator Style Faceplate, 3-Gang, White Smooth | 34 | 22.1 | 20.4 | 23.8
FP-G3-W-T | Decorator Style Faceplate, 3-Gang, White Textured | 34 | 22.1 | 20.4 | 23.8
FP-G4-A-S | Decorator Style Faceplate, 4-Gang, Almond Smooth | 44 | 28.6 | 26.4 | 30.8
FP-G4-A-T | Decorator Style Faceplate, 4-Gang, Almond Textured | 44 | 28.6 | 26.4 | 30.8
FP-G4-BRN-S | Decorator Style Faceplate, 4-Gang, Brown Smooth | 44 | 28.6 | 26.4 | 30.8
FP-G4-B-S | Decorator Style Faceplate, 4-Gang, Black Smooth | 44 | 28.6 | 26.4 | 30.8
FP-G4-B-T | Decorator Style Faceplate, 4-Gang, Black Textured | 44 | 28.6 | 26.4 | 30.8
FP-G4-DA-S | Decorator Style Faceplate, 4-Gang, Dark Almond Smooth | 44 | 28.6 | 26.4 | 30.8
FP-G4-DSK-T | Decorator Style Faceplate, 4-Gang, Dusk Textured | 44 | 28.6 | 26.4 | 30.8
FP-G4-GRY-S | Decorator Style Faceplate, 4-Gang, Gray Smooth | 44 | 28.6 | 26.4 | 30.8
FP-G4-IVR-S | Decorator Style Faceplate, 4-Gang, Ivory Smooth | 44 | 28.6 | 26.4 | 30.8
FP-G4-LAT-T | Decorator Style Faceplate, 4-Gang, Latte Textured | 44 | 28.6 | 26.4 | 30.8
FP-G4-RED-S | Decorator Style Faceplate, 4-Gang, Red Smooth | 44 | 28.6 | 26.4 | 30.8
FP-G4-W-S | Decorator Style Faceplate, 4-Gang, White Smooth | 44 | 28.6 | 26.4 | 30.8
FP-G4-W-T | Decorator Style Faceplate, 4-Gang, White Textured | 44 | 28.6 | 26.4 | 30.8
FS6-B-T-EACH | 6.5” 2-Way Surface Mount Media Presentation Speaker, Black Textured, Single (must be ordered in multiples of 2) | 166 | 107.9 | 99.6 | 116.2
FS6-W-EACH | 6.5” 2-Way Surface Mount Media Presentation Speaker, White, Single (must be ordered in multiples of 2) | 166 | 107.9 | 99.6 | 116.2
FT2-1200-ELEC-PTL-AL | FlipTop™ FT2 Series Cable Management System, 1200 Size, Electrical, Pass-Through Lid, Alloy | 782 | 508.3 | 469.2 | 547.4
FT2-1200-ELEC-PTL-B | FlipTop™ FT2 Series Cable Management System, 1200 Size, Electrical, Pass-Through Lid, Black | 782 | 508.3 | 469.2 | 547.4
FT2-1200-MECH-PTL-AL | FlipTop™ FT2 Series Cable Management System, 1200 Size, Mechanical, Pass-Through Lid, Alloy | 562 | 365.3 | 337.2 | 393.4
FT2-1200-MECH-PTL-B | FlipTop™ FT2 Series Cable Management System, 1200 Size, Mechanical, Pass-Through Lid, Black | 562 | 365.3 | 337.2 | 393.4
FT2-1400-ELEC-PTL-AL | FlipTop™ FT2 Series Cable Management System, 1400 Size, Electrical, Pass-Through Lid, Alloy | 1320 | 858 | 792 | 924
FT2-1400-ELEC-PTL-B | FlipTop™ FT2 Series Cable Management System, 1400 Size, Electrical, Pass-Through Lid, Black | 1320 | 858 | 792 | 924
FT2-1400-MECH-PTL-AL | FlipTop™ FT2 Series Cable Management System, 1400 Size, Electrical, Pass-Through Lid, Alloy | 1122 | 729.3 | 673.2 | 785.4
FT2-1400-MECH-PTL-B | FlipTop™ FT2 Series Cable Management System, 1400 Size, Mechanical, Pass-Through Lid, Black | 1122 | 729.3 | 673.2 | 785.4
FT2-202-ELEC-PTL-AL | FlipTop™ FT2 Series Cable Management System, 202 Size, Electrical, Pass-Through Lid, Alloy | 594 | 386.1 | 356.4 | 415.8
FT2-202-ELEC-PTL-B | FlipTop™ FT2 Series Cable Management System, 202 Size, Electrical, Pass-Through Lid, Black | 594 | 386.1 | 356.4 | 415.8
FT2-202-MECH-PTL-AL | FlipTop™ FT2 Series Cable Management System, 202 Size, Mechanical, Pass-Through Lid, Alloy | 352 | 228.8 | 211.2 | 246.4
FT2-202-MECH-PTL-B | FlipTop™ FT2 Series Cable Management System, 202 Size, Mechanical, Pass-Through Lid, Black | 352 | 228.8 | 211.2 | 246.4
FT2-500-ELEC-PTL-AL | FlipTop™ FT2 Series Cable Management System, 500 Size, Electrical, Pass-Through Lid, Alloy | 672 | 436.8 | 403.2 | 470.4
FT2-500-ELEC-PTL-B | FlipTop™ FT2 Series Cable Management System, 500 Size, Electrical, Pass-Through Lid, Black | 672 | 436.8 | 403.2 | 470.4
FT2-500-MECH-PTL-AL | FlipTop™ FT2 Series Cable Management System, 500 Size, Mechanical, Pass-Through Lid, Alloy | 452 | 293.8 | 271.2 | 316.4
FT2-500-MECH-PTL-B | FlipTop™ FT2 Series Cable Management System, 500 Size, Mechanical, Pass-Through Lid, Black | 452 | 293.8 | 271.2 | 316.4
FT2-700-ELEC-PTL-AL | FlipTop™ FT2 Series Cable Management System, 700 Size, Electrical, Pass-Through Lid, Alloy | 826 | 536.9 | 495.6 | 578.2
FT2-700-ELEC-PTL-B | FlipTop™ FT2 Series Cable Management System, 700 Size, Electrical, Pass-Through Lid, Black | 826 | 536.9 | 495.6 | 578.2
FT2-700-MECH-PTL-AL | FlipTop™ FT2 Series Cable Management System, 700 Size, Mechanical, Pass-Through Lid, Alloy | 650 | 422.5 | 390 | 455
FT2-700-MECH-PTL-B | FlipTop™ FT2 Series Cable Management System, 700 Size, Mechanical, Pass-Through Lid, Black | 650 | 422.5 | 390 | 455
FT2A-CBL-PT-4K-DP | Pass-Through Cable for FT2 Series, DisplayPort™ to DisplayPort, 18 Gbps, 8 ft (2.4 m) | 144 | 93.6 | 86.4 | 100.8
FT2A-CBL-PT-4K-DP-HD | Pass-Through Cable for FT2 Series, DisplayPort™ to HDMI®, 18 Gbps, 8 ft (2.4 m) | 144 | 93.6 | 86.4 | 100.8
FT2A-CBL-PT-4K-HD | Pass-Through Cable for FT2 Series, HDMI® to HDMI, 18 Gbps, 8 ft (2.4 m) | 144 | 93.6 | 86.4 | 100.8
FT2A-CBL-PT-4K-MDP-DP | Pass-Through Cable for FT2 Series, Mini DisplayPort™ to DisplayPort, 18 Gbps, 8 ft (2.4 m) | 144 | 93.6 | 86.4 | 100.8
FT2A-CBL-PT-4K-MDP-HD | Pass-Through Cable for FT2 Series, Mini DisplayPort™ to HDMI®, 18 Gbps, 8 ft (2.4 m) | 144 | 93.6 | 86.4 | 100.8
FT2A-CBL-PT-4K-USBC-HD | Pass-Through Cable for FT2 Series, USB-C® to HDMI®, 18 Gbps, 8 ft (2.4 m) | 144 | 93.6 | 86.4 | 100.8
FT2A-CBL-PT-AUD | Pass-Through Cable for FT2 Series, 3.5mm Mini-TRS Plug to 3.5mm Mini-TRS Plug, Stereo Audio, 8 ft (2.4 m) | 88 | 57.2 | 52.8 | 61.6
FT2A-CBL-PT-CAT6 | Pass-Through Cable for FT2 Series, RJ-45 to RJ-45, CAT6, 8 ft (2.4 m) | 88 | 57.2 | 52.8 | 61.6
FT2A-CBL-PT-USB | Pass-Through Cable for FT2 Series, USB-A to USB-B, USB 2.0, 8 ft (2.4 m) | 88 | 57.2 | 52.8 | 61.6
FT2A-CBL-PT-VGA | Pass-Through Cable for FT2 Series, HD15 male to HD15 male, VGA, 1080p, 8 ft (2.4 m) | 122 | 79.3 | 73.2 | 85.4
FT2A-CBLR-1T-4K-DP | One-Touch Cable Retractor for FT2 ELEC Series, DisplayPort™ to DisplayPort, 18 Gbps | 606 | 393.9 | 363.6 | 424.2
FT2A-CBLR-1T-4K-DP-HD | One-Touch Cable Retractor for FT2 ELEC Series, DisplayPort™ to HDMI®, 18 Gbps | 606 | 393.9 | 363.6 | 424.2
FT2A-CBLR-1T-4K-MDP-DP | One-Touch Cable Retractor for FT2 ELEC Series, Mini DisplayPort™ to DisplayPort, 18 Gbps | 606 | 393.9 | 363.6 | 424.2
FT2A-CBLR-1T-4K-MDP-HD | One-Touch Cable Retractor for FT2 ELEC Series, Mini DisplayPort to HDMI®, 18 Gbps | 606 | 393.9 | 363.6 | 424.2
FT2A-CBLR-1T-4K-USBC-HD | One-Touch Cable Retractor for FT2 ELEC Series, USB-C™ to HDMI®, 18 Gbps | 606 | 393.9 | 363.6 | 424.2
FT2A-CBLR-1T-AUDIO | One-Touch Cable Retractor for FT2 ELEC Series, 3.5mm Mini-TRS Plug to 3.5mm Mini-TRS Plug, Stereo Audio | 550 | 357.5 | 330 | 385
FT2A-CBLR-1T-CAT6 | One-Touch Cable Retractor for FT2 ELEC Series, RJ-45 to RJ-45, CAT6 | 550 | 357.5 | 330 | 385
FT2A-CBLR-1T-HD | One-Touch Cable Retractor for FT2 ELEC Series, HDMI® to HDMI, 10.2 Gbps | 606 | 393.9 | 363.6 | 424.2
FT2A-CBLR-1T-USB | One-Touch Cable Retractor for FT2 ELEC Series, USB-A to USB-B, USB 2.0 | 550 | 357.5 | 330 | 385
FT2A-CBLR-1T-USBC-PWR | One-Touch Cable Retractor for FT2 ELEC Series, USB-C® to USB-C, 60 W | 704 | 457.6 | 422.4 | 492.8
FT2A-CBLR-1T-VGA | One-Touch Cable Retractor for FT2 ELEC Series, HD15 male to HD15 male, VGA, 1080p | 550 | 357.5 | 330 | 385
FT2A-CBLR-BRKT-1200 | Mid-Row Cable Retractor Adapter Bracket for FT2-1200 Series | 34 | 22.1 | 20.4 | 23.8
FT2A-CBLR-BRKT-1400 | Mid-Row Cable Retractor Adapter Bracket for FT2-1400 Series | 34 | 22.1 | 20.4 | 23.8
FT2A-CBLR-BRKT-202 | Mid-Row Cable Retractor Adapter Bracket for FT2-202 Series | 34 | 22.1 | 20.4 | 23.8
FT2A-CBLR-BRKT-700 | Mid-Row Cable Retractor Adapter Bracket for FT2-700 Series | 34 | 22.1 | 20.4 | 23.8
FT2A-CBLR-GR-4K-DP | Gravity Cable Retractor for FT2 Series, DisplayPort™ to DisplayPort, 18 Gbps | 330 | 214.5 | 198 | 231
FT2A-CBLR-GR-4K-DP-HD | Gravity Cable Retractor for FT2 Series, DisplayPort™ to HDMI®, 18 Gbps | 330 | 214.5 | 198 | 231
FT2A-CBLR-GR-4K-HD | Gravity Cable Retractor for FT2 Series, HDMI® to HDMI, 18 Gbps | 330 | 214.5 | 198 | 231
FT2A-CBLR-GR-4K-MDP-DP | Gravity Cable Retractor for FT2 Series, Mini DisplayPort™ to DisplayPort, 18 Gbps | 330 | 214.5 | 198 | 231
FT2A-CBLR-GR-4K-MDP-HD | Gravity Cable Retractor for FT2 Series, Mini DisplayPort™ to HDMI®, 18 Gbps | 330 | 214.5 | 198 | 231
FT2A-CBLR-GR-4K-USBC-HD | Gravity Cable Retractor for FT2 Series, USB-C® to HDMI®, 18 Gbps | 330 | 214.5 | 198 | 231
FT2A-CBLR-GR-AUDIO | Gravity Cable Retractor for FT2 Series, 3.5mm Mini-TRS Plug to 3.5mm Mini-TRS Plug, Stereo Audio | 276 | 179.4 | 165.6 | 193.2
FT2A-CBLR-GR-CAT6 | Gravity Cable Retractor for FT2 Series, RJ-45 to RJ-45, CAT6 | 276 | 179.4 | 165.6 | 193.2
FT2A-CBLR-GR-USB | Gravity Cable Retractor for FT2 Series, USB-A to USB-B, USB 2.0, 8 ft (2.4 m) | 276 | 179.4 | 165.6 | 193.2
FT2A-CBLR-GR-VGA | Gravity Cable Retractor for FT2 Series, HD15 male to HD15 male, VGA, 1080p | 276 | 179.4 | 165.6 | 193.2
FT2A-CHGR-USBA/C | USB Rapid Charging Module for FT2 ELEC Series, USB Type-C & Type-A High Power Charging Ports, Bus Powered | 276 | 179.4 | 165.6 | 193.2
FT2A-CHGR-USBA-BASIC | FlipTop™ USB Rapid Charging Module | 220 | 143 | 132 | 154
FT2A-CP-4K-HD | Connector Plate Module for FT2 ELEC Series, HDMI®, 18 Gbps | 276 | 179.4 | 165.6 | 193.2
FT2A-CP-RJ45 | Connector Plate Module for FT2 ELEC Series, RJ45, CAT6 | 188 | 122.2 | 112.8 | 131.6
FT2A-PLT-BLANK-10 | FlipTop™ FT2 Series Cable Management System Blank Plate Modules, Qty. 10 | 88 | 57.2 | 52.8 | 61.6
FT2A-PLT-KEY-10 | Keystone Plate Modules for FT2 Series, Qty. 10 | 88 | 57.2 | 52.8 | 61.6
FT2A-PLT-PT-10 | FlipTop™ FT2 Series Cable Management System Cable Pass-Through Plate Modules, Qty. 10 | 88 | 57.2 | 52.8 | 61.6
FT2A-PWR-IS-1-BASIC | AC Power Outlet Module for FT2 Series, Single, Israel, Type H | 122 | 79.3 | 73.2 | 85.4
FT2A-PWR-IS-2 | AC Power Outlet Module for FT2 Series, Dual, Israel, Type H | 220 | 143 | 132 | 154
FT2A-PWR-UN-1-BASIC | AC Power Outlet Module for FT2 Series, Single, Universal | 122 | 79.3 | 73.2 | 85.4
FT2A-PWR-UN-2 | AC Power Outlet Module for FT2 Series, Dual, Universal | 220 | 143 | 132 | 154
FT2A-PWR-US-1 | AC Power Outlet Module for FT2 Series, Single, US NEMA 5, Type B, w/2 Under-Table Outlets & Cord | 154 | 100.1 | 92.4 | 107.8
FT2A-PWR-US-1-BASIC | AC Power Outlet Module for FT2 Series, Single, US NEMA 5, Type B, Attached Power Cord | 88 | 57.2 | 52.8 | 61.6
FT2A-PWR-US-2 | AC Power Outlet Module for FT2 Series, Dual, US NEMA 5, Type B, w/2 Under-Table Outlets & Cord | 166 | 107.9 | 99.6 | 116.2
FT2A-PWR-US-2-BX | FlipTop™ AC Power Outlet Module, Dual, US NEMA® 5, Type B | 220 | 143 | 132 | 154
FT2A-PWR-US-3 | AC Power Outlet Module for FT2 Series, Triple, US NEMA 5, Type B, w/2 Under-Table Outlets & Cord | 220 | 143 | 132 | 154
FT2A-SPCR-MNT-10 | FlipTop™ FT2 Series Cable Management System Mounting Spacers | 88 | 57.2 | 52.8 | 61.6
FT2A-UTK-CLOAK | Under-Table Cloak for FT2 Series Gravity Cable Retractors | 88 | 57.2 | 52.8 | 61.6
FT2A-UTK-CLOAK-1T | Under-Table Cloak for FT2 Series One-Touch Cable Retractors | 88 | 57.2 | 52.8 | 61.6
FT2A-UTK-CLOAK-WIDE | Under-Table Cloak for FT2-1400 Gravity Cable Retractors | 88 | 57.2 | 52.8 | 61.6
FT2A-UTK-CLOAK-WIDE-1T | Under-Table Cloak for FT2-1400 One-Touch Cable Retractors | 88 | 57.2 | 52.8 | 61.6
FT2A-UTK-PWS | Power Supply for FT2 ELEC Series | 66 | 42.9 | 39.6 | 46.2
FT2A-UTK-SHELF | Under-Table Utility Shelf for FT2 Series | 88 | 57.2 | 52.8 | 61.6
FT-TPS4-FP-B_BLANK | Engravable Faceplate for FlipTop™ Boxes with 3.6” Touch Screens, Engraving Not Included | 110 | 71.5 | 66 | 77
FT-TPS4-FP-B_ENGRAVED | Engravable Faceplate for FlipTop™ Boxes with 3.6” Touch Screens, Includes Custom Engraving | 110 | 71.5 | 66 | 77
GLA-DMX512 | DMX-512 Interface | Contact | Call For Quote | Call For Quote | Call For Quote
GLA-DT-CM-COM1-24 | STEINEL DT CM COM1-24 Presence Detector | Contact for Pricing | Call For Quote | Call For Quote | Call For Quote
GLA-DT-CM-DIM-24 | STEINEL DT CM DIM-24 Presence Detector | Contact for Pricing | Call For Quote | Call For Quote | Call For Quote
GLA-DT-QUATTRO-COM1-24 | STEINEL DT QUATTRO COM1-24 Presence Detector | Contact for Pricing | Call For Quote | Call For Quote | Call For Quote
GLA-DT-QUATTRO-COM2-24 | STEINEL DT QUATTRO COM2-24 Presence Detector | Contact for Pricing | Call For Quote | Call For Quote | Call For Quote
GLA-DT-QUATTRO-DIM-24 | STEINEL DT QUATTRO DIM-24 Presence Detector | Contact for Pricing | Call For Quote | Call For Quote | Call For Quote
GLA-DT-VS-1-W | STEINEL DT VS 1 Dual Technology Vacancy Sensor, White | Contact for Pricing | Call For Quote | Call For Quote | Call For Quote
GLA-DT-VS-2-W | STEINEL DT VS 2 Dual Technology Dual Relay Wall Switch Vacancy Sensor, White | Contact for Pricing | Call For Quote | Call For Quote | Call For Quote
GLA-DT-VS-DIM-BK | STEINEL DT VS DIM 0-10 V Dimming Dual Technology Wall Switch Vacancy Sensor, Black | Contact for Pricing | Call For Quote | Call For Quote | Call For Quote
GLA-DT-VS-DIM-LA | STEINEL DT VS DIM 0-10 V Dimming Dual Technology Wall Switch Vacancy Sensor, Light Almond | Contact for Pricing | Call For Quote | Call For Quote | Call For Quote
GLA-DT-VS-DIM-W | STEINEL DT VS DIM 0-10 V Dimming Dual Technology Wall Switch Vacancy Sensor, White | Contact for Pricing | Call For Quote | Call For Quote | Call For Quote
GLA-DT-WLS-1-BK | STEINEL DT WLS 1 Dual Technology Wall Switch Occupancy Sensor, Black | Contact for Pricing | Call For Quote | Call For Quote | Call For Quote
GLA-DT-WLS-1-GY | STEINEL DT WLS 1 Dual Technology Wall Switch Occupancy Sensor, Gray | Contact for Pricing | Call For Quote | Call For Quote | Call For Quote
GLA-DT-WLS-1-LA | STEINEL DT WLS 1 Dual Technology Wall Switch Occupancy Sensor, Light Almond | Contact for Pricing | Call For Quote | Call For Quote | Call For Quote
GLA-DT-WLS-1-W | STEINEL DT WLS 1 Dual Technology Wall Switch Occupancy Sensor, White | Contact for Pricing | Call For Quote | Call For Quote | Call For Quote
GLA-DT-WLS-DIM-BK | STEINEL DT WLS DIM 0-10 V Dimming Dual Technology Wall Switch Occupancy Sensor, Black | Contact for Pricing. | Call For Quote | Call For Quote | Call For Quote
GLA-DT-WLS-DIM-GY | STEINEL DT WLS DIM 0-10 V Dimming Dual Technology Wall Switch Occupancy Sensor, Gray | Contact for Pricing | Call For Quote | Call For Quote | Call For Quote
GLA-DT-WLS-DIM-LA | STEINEL DT WLS DIM 0-10 V Dimming Dual Technology Wall Switch Occupancy Sensor, Light Almond | Contact for Pricing | Call For Quote | Call For Quote | Call For Quote
GLA-DT-WLS-DIM-W | STEINEL DT WLS DIM 0-10 V Dimming Dual Technology Wall Switch Occupancy Sensor, White | Contact for Pricing | Call For Quote | Call For Quote | Call For Quote
GLA-EM-1 | STEINEL EM1 Extender Module | Contact for Pricing | Call For Quote | Call For Quote | Call For Quote
GLA-GN-1-IV | STEINEL GN-1-IV Momentary Switch, 1 Button, Ivory | Contact for Pricing | Call For Quote | Call For Quote | Call For Quote
GLA-GN-1-LA | STEINEL GN-1-LA Momentary Switch, 1 Button, Light Almond | Contact for Pricing | Call For Quote | Call For Quote | Call For Quote
GLA-GN-1-W | STEINEL GN-1-W Momentary Switch, 1 Button, White | Contact for Pricing | Call For Quote | Call For Quote | Call For Quote
GLA-GN-2-IV | STEINEL GN-2-IV Momentary Switch, 2 Button, Ivory | Contact for Pricing | Call For Quote | Call For Quote | Call For Quote
GLA-GN-2-LA | STEINEL GN-2-LA Momentary Switch, 2 Button, Light Almond | Contact for Pricing | Call For Quote | Call For Quote | Call For Quote
GLA-GN-2-W | STEINEL GN-2-W Momentary Switch, 2 Button, White | Contact for Pricing | Call For Quote | Call For Quote | Call For Quote
GLA-GN-3-IV | STEINEL GN-3-IV Momentary Switch, 3 Button, Ivory | Contact for Pricing | Call For Quote | Call For Quote | Call For Quote
GLA-GN-3-LA | STEINEL GN-3-LA Momentary Switch, 3 Button, Light Almond | Contact for Pricing | Call For Quote | Call For Quote | Call For Quote
GLA-GN-3-W | STEINEL GN-3-W Momentary Switch, 3 Button, White | Contact for Pricing | Call For Quote | Call For Quote | Call For Quote
GLA-HBS-200 | STEINEL HBS 200 High Bay Occupancy Sensor | Contact for Pricing | Call For Quote | Call For Quote | Call For Quote
GLA-HBS-200-WL | STEINEL HBS 200-WL IP65 Wet Location Aisle Occupancy Sensor | Contact for Pricing | Call For Quote | Call For Quote | Call For Quote
GLA-HBS-300 | STEINEL HBS 300 360° High Bay Occupancy Sensor | Contact for Pricing | Call For Quote | Call For Quote | Call For Quote
GLA-HBS-300-WL | STEINEL HBS 300-WL IP65 Wet Location 360° Occupancy Sensor | Contact for Pricing | Call For Quote | Call For Quote | Call For Quote
GLA-HFLUM2-WR | STEINEL HFLUM2-WR Fixture Integrated Sensor Module | Contact for Pricing | Call For Quote | Call For Quote | Call For Quote
GLA-IR-CM-COM1-24 | STEINEL IR CM COM1-24 Presence Detector | Contact for Pricing | Call For Quote | Call For Quote | Call For Quote
GLA-IR-CM-DIM-24 | STEINEL IR CM DIM-24 Presence Detector | Contact for Pricing | Call For Quote | Call For Quote | Call For Quote
GLA-IR-QUATTRO-COM1-24 | STEINEL IR QUATTRO COM1-24 Presence Detector | Contact for Pricing | Call For Quote | Call For Quote | Call For Quote
GLA-IR-QUATTRO-COM1-WR | STEINEL IR Quattro COM1-WR Presence Detector | Contact for Pricing | Call For Quote | Call For Quote | Call For Quote
GLA-IR-QUATTRO-COM2-24 | STEINEL IR QUATTRO COM2-24 Presence Detector | Contact for Pricing | Call For Quote | Call For Quote | Call For Quote
GLA-IR-QUATTRO-DIM-24 | STEINEL IR QUATTRO DIM-24 Presence Detector | Contact for Pricing | Call For Quote | Call For Quote | Call For Quote
GLA-IR-QUATTRO-HD-COM1-24 | STEINEL IR Quattro HD COM1-24 Presence Detector | Contact for Pricing | Call For Quote | Call For Quote | Call For Quote
GLA-IR-QUATTRO-HD-COM1-WR | STEINEL IR Quattro HD COM1-WR Presence Detector | Contact for Pricing | Call For Quote | Call For Quote | Call For Quote
GLA-IR-QUATTRO-HD-COM2-24 | STEINEL IR Quattro HD COM2-24 Presence Detector | Contact for Pricing | Call For Quote | Call For Quote | Call For Quote
GLA-IR-QUATTRO-HD-DIM-24 | STEINEL IR QUATTRO HD DIM-24 Presence Detector | Contact for Pricing | Call For Quote | Call For Quote | Call For Quote
GLA-IR-VS-1-W | STEINEL IR VS 1 Passive Infrared Wall Switch Vacancy Sensor, White | Contact for Pricing | Call For Quote | Call For Quote | Call For Quote
GLA-IR-VS-DIM-GY | STEINEL IR VS DIM 0-10 V Dimming Passive Infrared Wall Switch Vacancy Sensor, Gray | Contact for Pricing | Call For Quote | Call For Quote | Call For Quote
GLA-IR-VS-DIM-W | STEINEL IR VS DIM 0-10 V Dimming Passive Infrared Wall Switch Vacancy Sensor, White | Contact for Pricing | Call For Quote | Call For Quote | Call For Quote
GLA-IR-WLS-1-GY | STEINEL IR WLS 1 Passive Infrared Wall Switch Occupancy Sensor, Gray | Contact for Pricing | Call For Quote | Call For Quote | Call For Quote
GLA-IR-WLS-1-LA | STEINEL IR WLS 1 Passive Infrared Wall Switch Occupancy Sensor, Light Almond | Contact for Pricing | Call For Quote | Call For Quote | Call For Quote
GLA-IR-WLS-1-W | STEINEL IR WLS 1 Passive Infrared Wall Switch Occupancy Sensor, White | Contact for Pricing | Call For Quote | Call For Quote | Call For Quote
GLA-IR-WLS-DIM-BK | STEINEL IR WLS DIM 0-10 V Passive Infrared Dimming Wall Switch Occupancy Sensor, Black | Contact for Pricing | Call For Quote | Call For Quote | Call For Quote
GLA-IR-WLS-DIM-GY | STEINEL IR WLS DIM 0-10 V Passive Infrared Dimming Wall Switch Occupancy Sensor, Gray | Contact for Pricing | Call For Quote | Call For Quote | Call For Quote
GLA-IR-WLS-DIM-LA | STEINEL IR WLS DIM 0-10 V Passive Infrared Dimming Wall Switch Occupancy Sensor, Light Almond | Contact for Pricing | Call For Quote | Call For Quote | Call For Quote
GLA-IR-WLS-DIM-W | STEINEL IR WLS DIM 0-10 V Passive Infrared Dimming Wall Switch Occupancy Sensor, White | Contact for Pricing | Call For Quote | Call For Quote | Call For Quote
GLA-IS-240-120B | STEINEL IS 240-120 Wall Mount Outdoor Occupancy Sensor, Black | Contact for Pricing | Call For Quote | Call For Quote | Call For Quote
GLA-IS-240-120W | STEINEL IS 240-120 Wall Mount Outdoor Occupancy Sensor, White | Contact for Pricing | Call For Quote | Call For Quote | Call For Quote
GLA-IS-3360-24 | STEINEL IS 3360-24 Ceiling Mount Occupancy Sensor | Contact for Pricing | Call For Quote | Call For Quote | Call For Quote
GLA-IS-345-24 | STEINEL IS 345-24 Corridor Occupancy Sensor | Contact for Pricing | Call For Quote | Call For Quote | Call For Quote
GLA-IS-360B | STEINEL IS 360 Ceiling Mount Outdoor Occupancy Sensor, Black | Contact for Pricing | Call For Quote | Call For Quote | Call For Quote
GLA-IS-360W | STEINEL IS 360 Ceiling Mount Outdoor Occupancy Sensor, White | Contact for Pricing | Call For Quote | Call For Quote | Call For Quote
GLA-ISDC-B | STEINEL ISDC-B Decorative Cover, Black | Contact for Pricing | Call For Quote | Call For Quote | Call For Quote
GLA-ISDC-I | STEINEL ISDC-I Decorative Cover, Inox | Contact for Pricing | Call For Quote | Call For Quote | Call For Quote
GLA-KEYSW-MAINTAIN | Keyswitch, Maintained Closure | Contact | Call For Quote | Call For Quote | Call For Quote
GLA-KP-TIMER-N | Timer Switch for Energy Management, Neutral Required | Contact for Pricing | Call For Quote | Call For Quote | Call For Quote
GLA-LC-1 | STEINEL LC1 Aisle Starter Lens Cover | Contact for Pricing | Call For Quote | Call For Quote | Call For Quote
GLA-LDL-PC-0-10 | Dual-Loop Photosensor | Contact for Pricing | Call For Quote | Call For Quote | Call For Quote
GLA-LV-1-W | STEINEL LV-1-W Momentary Switch, 1 Button/No LED, White | Contact for Pricing | Call For Quote | Call For Quote | Call For Quote
GLA-LV-2-IV | STEINEL LV-2-IV Momentary Switch, 2 Button/No LED, Ivory | Contact for Pricing | Call For Quote | Call For Quote | Call For Quote
GLA-LV-2-LA | STEINEL LV-2-LA Momentary Switch, 2 Button/No LED, Light Almond | Contact for Pricing | Call For Quote | Call For Quote | Call For Quote
GLA-LV-2-W | STEINEL LV-2-W Momentary Switch, 2 Button/No LED, White | Contact for Pricing | Call For Quote | Call For Quote | Call For Quote
GLA-LV-3-IV | STEINEL LV-3-IV Momentary Switch, 3 Button/No LED, Ivory | Contact for Pricing | Call For Quote | Call For Quote | Call For Quote
GLA-LV-3-LA | STEINEL LV-3-LA Momentary Switch, 3 Button/No LED, Light Almond | Contact for Pricing | Call For Quote | Call For Quote | Call For Quote
GLA-LV-3-W | STEINEL LV-3-W Momentary Switch, 3 Button/No LED, White | Contact for Pricing | Call For Quote | Call For Quote | Call For Quote
GLA-LV-4-IV | STEINEL LV-4-IV Momentary Switch, 4 Button/No LED, Ivory | Contact for Pricing | Call For Quote | Call For Quote | Call For Quote
GLA-LV-4-LA | STEINEL LV-4-LA Momentary Switch, 4 Button/No LED, Light Almond | Contact for Pricing | Call For Quote | Call For Quote | Call For Quote
GLA-LV-4-W | STEINEL LV-4-W Momentary Switch, 4 Button/No LED, White | Contact for Pricing | Call For Quote | Call For Quote | Call For Quote
GLA-PWS50 | Wall Mount 50 Watt Cresnet Power Supply | Contact | Call For Quote | Call For Quote | Call For Quote
GLA-SMART-REMOTE | STEINEL Smart Remote Commissioning Tool for iOS® & Android™ Devices | Contact for Pricing | Call For Quote | Call For Quote | Call For Quote
GLA-TR-100 | STEINEL TR 100 Power Pack | Contact for Pricing | Call For Quote | Call For Quote | Call For Quote
GLA-TR-100-A | STEINEL TR 100-A Automatic ON Power Pack | Contact for Pricing | Call For Quote | Call For Quote | Call For Quote
GLA-TR-150 | STEINEL TR 150 Power Pack | Contact for Pricing | Call For Quote | Call For Quote | Call For Quote
GLA-TR-150-A | STEINEL TR 150-A Automatic ON Power Pack | Contact for Pricing | Call For Quote | Call For Quote | Call For Quote
GLA-TR-200 | STEINEL™ Super Duty Power Pack | Contact for Pricing | Call For Quote | Call For Quote | Call For Quote
| [Please allow 2 weeks for shipment] |  |  | Call For Quote | Call For Quote
GLA-TR-250 | STEINEL™ Super Duty Power Pack with Isolated Relay | Contact for Pricing | Call For Quote | Call For Quote | Call For Quote
| [Please allow 2 weeks for shipment] |  |  | Call For Quote | Call For Quote
GLA-US-HALLWAY-COM1-24 | STEINEL US Hallway COM1-24 Occupancy Sensor | Contact for Pricing | Call For Quote | Call For Quote | Call For Quote
GLA-US-HALLWAY-COM2-24 | STEINEL US Hallway COM2-24 Occupancy Sensor | Contact for Pricing | Call For Quote | Call For Quote | Call For Quote
GLA-US-HALLWAY-DIM-24 | STEINEL US HALLWAY DIM-24 Occupancy Sensor | Contact for Pricing | Call For Quote | Call For Quote | Call For Quote
GLA-US-ONEWAY-COM1-24 | STEINEL US Oneway COM1-24 Occupancy Sensor | Contact for Pricing | Call For Quote | Call For Quote | Call For Quote
GLA-US-QUATTRO-COM1-24 | STEINEL US QUATTRO COM1-24 Presence Detector | Contact for Pricing | Call For Quote | Call For Quote | Call For Quote
GLA-WGC | STEINEL WGC Wire Guard Cage | Contact for Pricing | Call For Quote | Call For Quote | Call For Quote
GL-CAEN-2DIM8 KIT | 8 Channel Dimmer Module w/Terminal Block, 2 Feeds, 120V | Contact | Call For Quote | Call For Quote | Call For Quote
GL-CAEN-2DIMFLV8 KIT | 8 Channel 0-10V Dimmer Module w/Terminal Block, 2 Feeds, 120V | Contact | Call For Quote | Call For Quote | Call For Quote
GL-CAEN-2DIMU8 KIT | 8 Channel Universal Dimmer Module w/Terminal Block, 2 Feeds, 120V | Contact | Call For Quote | Call For Quote | Call For Quote
GL-CAEN-2DIMU8-277 KIT | 8 Channel Universal Dimmer Module w/Terminal Block, 2 Feeds, 277V | Contact | Call For Quote | Call For Quote | Call For Quote
GL-CAEN-4HSW4 KIT | 4 Channel High-Inrush Switch Module w/Terminal Block, 4 Feeds, 120V | Contact | Call For Quote | Call For Quote | Call For Quote
GLDA-LED-JACK-CRESCODE | CREScode™ LED Driver Connection Accessory; FOR SALE TO OEM FIXTURE PARTNERS ONLY | Contact | Call For Quote | Call For Quote | Call For Quote
GLEP-MLO-120-42 | Crestron Green Light® Enclosure, Main Lug Only, 120 V, 42 Breakers, 250 A | Contact | Call For Quote | Call For Quote | Call For Quote
GLEP-MLO-277-42 | Crestron Green Light® Enclosure, Main Lug Only, 277 V, 42 Breakers, 250 A | Contact | Call For Quote | Call For Quote | Call For Quote
GLEX-FT-24-HC | Green Light Express® Enclosure, Feed-Through, 24 Circuits, Hinged Cover | Contact | Call For Quote | Call For Quote | Call For Quote
GLEX-FT-56-HC | Green Light Express® Enclosure, Feed-Through, 56 Circuits, Hinged Cover | Contact | Call For Quote | Call For Quote | Call For Quote
GLEX-FT-84-HC | Green Light Express® Enclosure, Feed-Through, 80 Circuits, Hinged Cover | Contact | Call For Quote | Call For Quote | Call For Quote
GL-EXP-DIM-CN | Crestron Green Light® Dimmer Expansion Module, Cresnet® | Contact | Call For Quote | Call For Quote | Call For Quote
GL-EXP-DIM-DALI | Crestron Green Light® Dimmer Expansion Module, DALI® | Contact | Call For Quote | Call For Quote | Call For Quote
GL-EXP-DIMFDB-CN | Crestron Green Light® 3-Wire Fluorescent Dimmer Expansion Module, Cresnet® | Contact | Call For Quote | Call For Quote | Call For Quote
GL-EXP-DIMFDB-DALI | Crestron Green Light® 3-Wire Fluorescent Dimmer Expansion Module, DALI® | Contact | Call For Quote | Call For Quote | Call For Quote
GL-EXP-DIMFLV-CN | Crestron Green Light® 0-10V Dimmer Expansion Module, Cresnet® | Contact | Call For Quote | Call For Quote | Call For Quote
GL-EXP-DIMFLV-DALI | Crestron Green Light® 0-10V Fluorescent Dimmer Expansion Module, DALI® | Contact | Call For Quote | Call For Quote | Call For Quote
GL-EXP-DIMU-CN | Crestron Green Light® Universal Dimmer Expansion Module, Cresnet® Communications | Contact | Call For Quote | Call For Quote | Call For Quote
GL-EXP-DIMU-DALI | Crestron Green Light® Universal Dimmer Expansion Module, DALI® Communications | Contact | Call For Quote | Call For Quote | Call For Quote
GL-EXP-SW-CN | Crestron Green Light® Switching Expansion Module, Cresnet® | Contact | Call For Quote | Call For Quote | Call For Quote
GL-EXP-SW-DALI | Crestron Green Light® Switching Expansion Module for DALI® | Contact | Call For Quote | Call For Quote | Call For Quote
GLEX-RACK-4U | Enclosure for DIN Rail and Rack-Mounted Devices | Contact | Call For Quote | Call For Quote | Call For Quote
GL-IPAC-SW8 | Crestron Green Light® Integrated Switching System | Contact | Call For Quote | Call For Quote | Call For Quote
GLNET-CN | Lighting Control Processor Panel | Contact for Pricing | Call For Quote | Call For Quote | Call For Quote
GLPD | Crestron Green Light® Architectural Dimming Cabinets – Contact Crestron for complete system design and pricing | Contact | Call For Quote | Call For Quote | Call For Quote
GLPPA-IRGW-F | IR Gateway for GLPP, Flush Mount | Contact | Call For Quote | Call For Quote | Call For Quote
| [Limited Supply] |  | Call For Quote | Call For Quote | Call For Quote
GLPS | Crestron Green Light® Power Switching Cabinets – Contact Crestron for complete system design and pricing | Contact | Call For Quote | Call For Quote | Call For Quote
GLPX | Green Light Express® Dimming and Switching Panels – Contact Crestron for complete system design and pricing | Contact | Call For Quote | Call For Quote | Call For Quote
GLSA-ODT/OIR-FP-500 | Occupancy Sensor Lens, 500 sq ft | 34 | 22.1 | 20.4 | 23.8
GLS-EM-2P-KIT | Power Meter Kit, 2 Phase | 1650 | 1072.5 | 990 | 1155
GLS-EM-3P-KIT | Power Meter Kit, 3 Phase | 1870 | 1215.5 | 1122 | 1309
GLS-EM-CT-200A | 200A Split Core Current Transformer | Contact for Pricing | Call For Quote | Call For Quote | Call For Quote
GLS-EM-CT-200A-HA | 200A Split Core Current Transformer, High Accuracy | Contact for Pricing | Call For Quote | Call For Quote | Call For Quote
GLS-EM-CT-20A | 20A Solid Core Current Transformer | Contact for Pricing | Call For Quote | Call For Quote | Call For Quote
GLS-EM-CT-20A-HA | 20A Solid Core Current Transformer, High Accuracy | Contact for Pricing | Call For Quote | Call For Quote | Call For Quote
GLS-EM-CT-400A | 400A Split Core Current Transformer | Contact for Pricing | Call For Quote | Call For Quote | Call For Quote
GLS-EM-CT-400A-HA | 400A Split Core Current Transformer, High Accuracy | Contact for Pricing | Call For Quote | Call For Quote | Call For Quote
GLS-EM-CT-50A | 50A Solid Core Current Transformer | Contact for Pricing | Call For Quote | Call For Quote | Call For Quote
GLS-EM-CT-50A-HA | 50A Solid Core Current Transformer, High Accuracy | Contact for Pricing | Call For Quote | Call For Quote | Call For Quote
GLS-EM-CT-600A | 600A Split Core Current Transformer | 188 | 122.2 | 112.8 | 131.6
GLS-EM-CT-600A-HA | 600A Split Core Current Transformer, High Accuracy | 276 | 179.4 | 165.6 | 193.2
GLS-EM-CTI-2P15 | 15 Channel 2-Phase Current Transformer Interface | Contact for Pricing | Call For Quote | Call For Quote | Call For Quote
GLS-EM-CTI-2P21 | 21 Channel 2-Phase Current Transformer Interface | Contact for Pricing | Call For Quote | Call For Quote | Call For Quote
GLS-EM-CTI-2P6 | 6 Channel 2-Phase Current Transformer Interface | Contact for Pricing | Call For Quote | Call For Quote | Call For Quote
GLS-EM-CTI-3P15 | 15 Channel 3-Phase Current Transformer Interface | Contact for Pricing | Call For Quote | Call For Quote | Call For Quote
GLS-EM-CTI-3P21 | 21 Channel 3-Phase Current Transformer Interface | Contact for Pricing | Call For Quote | Call For Quote | Call For Quote
GLS-EM-CTI-3P6 | 6 Channel 3-Phase Current Transformer Interface | Contact for Pricing | Call For Quote | Call For Quote | Call For Quote
GLS-EM-MCU | Crestron Green Light® Power Meter Control Unit | 1320 | 858 | 792 | 924
GLS-LCCT | Crestron SolarSync™ Outdoor Daylight and Color Temperature Sensor | 990 | 643.5 | 594 | 693
GLS-LDL-EX-BATT | Battery-Powered Photosensor with infiNET EX®, Dual-Loop | 220 | 143 | 132 | 154
GLS-ODT-C-CN | Dual-Technology Occupancy Sensor with Cresnet®, 2000 Sq. Ft. | 308 | 200.2 | 184.8 | 215.6
GLS-ODT-C-NS | Dual-Technology Ceiling Mount Occupancy Sensor | 242 | 157.3 | 145.2 | 169.4
GLS-ODT-W-1200 | Crestron Green Light® Dual-Technology Wall Mount Occupancy Sensor, 1200 Sq. Ft. | 268 | 174.2 | 160.8 | 187.6
GLS-OIR-C-CN | Passive Infrared Occupancy Sensor with Cresnet® | 220 | 143 | 132 | 154
GLS-OIR-C-NS | Passive Infrared Ceiling Mount Occupancy Sensor | 198 | 128.7 | 118.8 | 138.6
GLS-OIR-CSM-EX-BATT | Wireless Passive Infrared Occupancy Sensor, infiNET EX®, Battery-Powered | 286 | 185.9 | 171.6 | 200.2
GLS-OIRLCL-C-CN | Ceiling Mount Passive Infrared Occupancy & Daylight Sensor, Cresnet® | 264 | 171.6 | 158.4 | 184.8
GLS-OIR-W-2500 | Crestron Green Light® Passive Infrared Wall Mount Occupancy Sensor, 2500 Sq. Ft. | 196 | 127.4 | 117.6 | 137.2
GLS-PART-CN | Cresnet® Partition Sensor | 770 | 500.5 | 462 | 539
GLS-PLS-120/277 | Power Loss Sensor, 3-Phase, 120 or 277 Volts | Contact | Call For Quote | Call For Quote | Call For Quote
GLS-REMOTE-ODT/OIR | IR Remote for GLS Occupancy Sensors | 220 | 143 | 132 | 154
GLS-SIM | Crestron Green Light® Sensor Integration Module | 144 | 93.6 | 86.4 | 100.8
GLXP-DIMFLV8-LP | 8 Channel 0-10 V Dimmer Module, Low Profile | Contact for Pricing | Call For Quote | Call For Quote | Call For Quote
GLXP-HSW12-LP | 12-Channel High-Inrush Switch Module, Low Profile | Contact for Pricing | Call For Quote | Call For Quote | Call For Quote
GLXP-SW16-LP | 16-Channel Switch Module, Low Profile | Contact for Pricing | Call For Quote | Call For Quote | Call For Quote
HD-CONV-USB-200 | HDMI® to USB 3.0 Converter (Not sold separately) | Pricing N/A | Call For Quote | Call For Quote | Call For Quote
HD-CONV-USB-300 | USB Converter with HDMI® and Analog Audio Input | 990 | 643.5 | 594 | 693
HD-DA-2 | 1-to-2 HDMI® Distribution Amplifier & Audio Converter | 550 | 357.5 | 330 | 385
HD-DA2-4KZ-E | 1:2 HDMI® Distribution Amplifier w/4K60 4:4:4 & HDR Support | 440 | 286 | 264 | 308
HD-DA-2-QUAD | Quad 1-to-2 HDMI® Distribution Amplifier | 2640 | 1716 | 1584 | 1848
HD-DA4-4KZ-E | 1:4 HDMI® Distribution Amplifier w/4K60 4:4:4 & HDR Support | 606 | 393.9 | 363.6 | 424.2
HD-DA8-4KZ-E | 1:8 HDMI® Distribution Amplifier w/4K60 4:4:4 & HDR Support | 1100 | 715 | 660 | 770
HD-EXT3-C-B_SYSTEM | 4K HDMI® over HDBaseT® Extender w/IR & RS-232, Black | 1100 | 715 | 660 | 770
HD-EXT3-C-W_SYSTEM | 4K HDMI® over HDBaseT® Extender w/IR & RS-232, White | 1100 | 715 | 660 | 770
HD-EXT4-C-B_SYSTEM | 4K HDMI® over HDBaseT® Extender w/Analog Audio, Black | 1100 | 715 | 660 | 770
HD-EXT4-C-W_SYSTEM | 4K HDMI® over HDBaseT® Extender w/Analog Audio, White | 1100 | 715 | 660 | 770
HD-EXT-USB-2000-C | 4K HDMI® & USB over HDBaseT® Extender 2000 | 1540 | 1001 | 924 | 1078
HDI-TX-301-C-2G-E-B-T | DM Lite® Transmitter and 3x1 Auto-Switcher for HDMI®, VGA, and Analog Audio Signal Extension over CATx Cable, UK/European Wall Plate, Black Textured | 606 | 393.9 | 363.6 | 424.2
HDI-TX-301-C-2G-E-W-T | DM Lite® Transmitter and 3x1 Auto-Switcher for HDMI®, VGA, and Analog Audio Signal Extension over CATx Cable, UK/European Wall Plate, White Textured | 606 | 393.9 | 363.6 | 424.2
HD-MD402 | 4x2 4K60 4:2:0 AV Switcher | 2354 | 1530.1 | 1412.4 | 1647.8
HD-MD-4K-200 KIT | 4K 2x1 Scaling Auto-Switcher and DM Lite® Extender over CATx Cable | 1794 | 1166.1 | 1076.4 | 1255.8
[Limited Supply]
HD-MD-4K-200-1G-B KIT | 4K 2x1 Scaling Auto-Switcher and DM Lite® Wall Plate Extender, Black, over CATx Cable | 1848 | 1201.2 | 1108.8 | 1293.6
[Limited Supply]
HD-MD-4K-200-1G-W KIT | 4K 2x1 Scaling Auto-Switcher and DM Lite® Wall Plate Extender, White, over CATx Cable | 1848 | 1201.2 | 1108.8 | 1293.6
[Limited Supply]
HD-MD-4K-300-2G-B KIT | 4K 3x1 Scaling Auto-Switcher and DM Lite® Wall Plate Extender, Black, over CATx Cable | 2200 | 1430 | 1320 | 1540
[Limited Supply]
HD-MD-4K-300-2G-W KIT | 4K 3x1 Scaling Auto-Switcher and DM Lite® Wall Plate Extender, White, over CATx Cable | 2200 | 1430 | 1320 | 1540
[Limited Supply]
HD-MD-4K-400 KIT | 4K 4x1 Scaling Auto-Switcher and DM Lite® Extender over CATx Cable | 1980 | 1287 | 1188 | 1386
[Limited Supply]
HD-MD4X1-4KZ-E | 4x1 4K60 4:4:4 HDR AV Switcher | 880 | 572 | 528 | 616
HD-MD4X2-4KZ-E | 4x2 4K60 4:4:4 HDR AV Switcher | 1540 | 1001 | 924 | 1078
HD-MD4X4-4KZ-E | 4x4 4K60 4:4:4 HDR AV Switcher | 4400 | 2860 | 2640 | 3080
HD-MD6X2-4K-E | 6x2 4K HDMI® Switcher | 1210 | 786.5 | 726 | 847
HD-MD8X4-4KZ-E | 8x4 4K60 4:4:4 HDR AV Switcher | 5500 | 3575 | 3300 | 3850
HD-MD8X8-4KZ-E | 8x8 4K60 4:4:4 HDR AV Switcher | 6600 | 4290 | 3960 | 4620
HD-PS401 | 4x1 4K60 4:4:4 HDR Presentation System | 3520 | 2288 | 2112 | 2464
HD-PS402 | 4x2 4K60 4:4:4 HDR Presentation System | 3960 | 2574 | 2376 | 2772
HD-PS621 | 8x1 4K60 4:4:4 HDR Presentation System | 4840 | 3146 | 2904 | 3388
HD-PS622 | 8x2 4K60 4:4:4 HDR Presentation System | 5280 | 3432 | 3168 | 3696
HD-RX-101-C-1G-E-B-T | DM Lite® Receiver for HDMI® Signal Extension over CATx Cable, Wall Plate, Black Textured | 418 | 271.7 | 250.8 | 292.6
[Limited Supply]
HD-RX-101-C-E | DM Lite – HDMI® over CATx Receiver, Surface Mount | 364 | 236.6 | 218.4 | 254.8
[Limited Supply]
HD-RX1-F | HDMI® over Fiber Receiver | 936 | 608.4 | 561.6 | 655.2
HD-RX-4K-210-C-E | DMPS Lite™ 4K Multiformat 2x1 AV Switch and Receiver | 1430 | 929.5 | 858 | 1001
HD-RX-4K-210-C-E-POE | DMPS Lite™ 4K Multiformat 2x1 AV Switch and Receiver with PoE+ | 1486 | 965.9 | 891.6 | 1040.2
HD-RX-4K-410-C-E-SW4 | DMPS Lite™ 4K Multiformat 4x1 AV Switch and Receiver with 4-Port Ethernet Switch | 3356 | 2181.4 | 2013.6 | 2349.2
HD-RX-4K-510-C-E | DMPS Lite™ 4K Multiformat 5x1 AV Switch and Receiver | 3576 | 2324.4 | 2145.6 | 2503.2
HD-RX-4K-510-C-E-SW4 | DMPS Lite™ 4K Multiformat 5x1 AV Switch and Receiver with 4-Port Ethernet Switch | 3686 | 2395.9 | 2211.6 | 2580.2
HD-RX-4KZ-101 | DM Lite® 4K60 4:4:4 Receiver for HDMI® Signal Extension over CATx Cable | 400 | 260 | 240 | 280
HD-RX-4KZ-101-1G-B | DM Lite® 4K60 4:4:4 Receiver for HDMI® Signal Extension over CATx Cable, Wall Plate, Black | 450 | 292.5 | 270 | 315
HD-RXA-4KZ-101 | DM Lite® 4K60 4:4:4 Receiver for HDMI® and Analog Audio Signal Extension over CATx Cable | 470 | 305.5 | 282 | 329
HD-RXC-101-C-E | DM Lite – HDMI® over CATx Receiver w/IR & RS-232, Surface Mount | 440 | 286 | 264 | 308
[Limited Supply]
HD-RXC-4KZ-101 | DM Lite® 4K60 4:4:4 Receiver for HDMI®, RS-232, and IR Signal Extension over CATx Cable | 470 | 305.5 | 282 | 329
HD-RXC-4KZ-101-1G-B | DM Lite® 4K60 4:4:4 Receiver for HDMI®, RS-232, and IR Signal Extension over CATx Cable, Wall Plate, Black | 540 | 351 | 324 | 378
HD-RXCA-4KZ-101 | DM Lite® 4K60 4:4:4 Receiver for HDMI®, RS-232, IR, and Analog Audio Signal Extension over CATx Cable | 660 | 429 | 396 | 462
HD-SCALER-HD-E | High-Definition Video Scaler, HDMI® In, HDMI Out | 550 | 357.5 | 330 | 385
HD-SCALER-VGA-E | High-Definition Video Scaler, VGA In, HDMI® Out | 660 | 429 | 396 | 462
HD-TX-101-C-1G-E-B-T | DM Lite® Transmitter for HDMI® Signal Extension over CATx Cable, Wall Plate, Black Textured | 418 | 271.7 | 250.8 | 292.6
[Limited Supply]
HD-TX-101-C-1G-E-W-T | DM Lite® Transmitter for HDMI® Signal Extension over CATx Cable, Wall Plate, White Textured | 418 | 271.7 | 250.8 | 292.6
[Limited Supply]
HD-TX-101-C-E | DM Lite® Transmitter for HDMI® Signal Extension over CATx Cable | 364 | 236.6 | 218.4 | 254.8
[Limited Supply]
HD-TX1-F | HDMI® over Fiber Transmitter | 936 | 608.4 | 561.6 | 655.2
HD-TX-201-C-2G-E-B-T | DM Lite® Transmitter and 2x1 Auto-Switcher for HDMI®, VGA, and Analog Audio Signal Extension over CATx Cable, Wall Plate, Black Textured | 1046 | 679.9 | 627.6 | 732.2
[Limited Supply]
HD-TX-201-C-2G-E-W-T | DM Lite® Transmitter and 2x1 Auto-Switcher for HDMI®, VGA, and Analog Audio Signal Extension over CATx Cable, Wall Plate, White Textured | 1046 | 679.9 | 627.6 | 732.2
[Limited Supply]
HD-TX-301-C-E | DM Lite® Transmitter and 3x1 Auto-Switcher for HDMI®, VGA, and Analog Audio Signal Extension over CATx Cable | 880 | 572 | 528 | 616
[Limited Supply]
HD-TX-4KZ-101 | DM Lite® 4K60 4:4:4 Transmitter for HDMI® Signal Extension over CATx Cable | 400 | 260 | 240 | 280
HD-TX-4KZ-101-1G-B | DM Lite® 4K60 4:4:4 Transmitter for HDMI® Signal Extension over CATx Cable, Wall Plate, Black | 450 | 292.5 | 270 | 315
HD-TX-4KZ-101-1G-W | DM Lite® 4K60 4:4:4 Transmitter for HDMI® Signal Extension over CATx Cable, Wall Plate, White | 450 | 292.5 | 270 | 315
HD-TX-4KZ-111 | DM Lite® 4K60 4:4:4 Transmitter for USB-C® DisplayPort™ Signal Extension over CATx Cable | 460 | 299 | 276 | 322
HD-TX-4KZ-111-1G-B | DM Lite® 4K60 4:4:4 Transmitter for USB-C® DisplayPort™ Signal Extension over CATx Cable, Wall Plate, Black | 520 | 338 | 312 | 364
HD-TX-4KZ-111-1G-W | DM Lite® 4K60 4:4:4 Transmitter for USB-C® DisplayPort™ Signal Extension over CATx Cable, Wall Plate, White | 520 | 338 | 312 | 364
HD-TX-4KZ-201 | DM Lite® 4K60 4:4:4 Transmitter and 2x1 Auto-Switcher for HDMI® Signal Extension over CATx Cable | 880 | 572 | 528 | 616
HD-TX-4KZ-211-2G-B | DM Lite® 4K60 4:4:4 Transmitter and 2x1 Auto-Switcher for HDMI® and USB-C® DisplayPort™ Signal Extension over CATx Cable, Wall Plate, Black | 1100 | 715 | 660 | 770
HD-TX-4KZ-211-2G-W | DM Lite® 4K60 4:4:4 Transmitter and 2x1 Auto-Switcher for HDMI® and USB-C® DisplayPort™ Signal Extension over CATx Cable, Wall Plate, White | 1100 | 715 | 660 | 770
HD-TX-4KZ-211-CHGR | DM Lite® 4K60 4:4:4 Transmitter and 2x1 Auto-Switcher for HDMI® and USB-C® DisplayPort™ Signal Extension over CATx Cable | 1100 | 715 | 660 | 770
HD-TX-4KZ-401 | DM Lite® 4K60 4:4:4 Transmitter and 4x1 Auto-Switcher for HDMI® Signal Extension over CATx Cable | 1100 | 715 | 660 | 770
HD-TX-4KZ-421-CHGR | DM Lite® 4K60 4:4:4 Transmitter and 4x1 Auto-Switcher for HDMI® and USB-C® DisplayPort™ Signal Extension over CATx Cable | 1430 | 929.5 | 858 | 1001
HD-TXA-4KZ-101 | DM Lite® 4K60 4:4:4 Transmitter for HDMI® and Analog Audio Signal Extension over CATx Cable | 470 | 305.5 | 282 | 329
HD-TXA-4KZ-101-1G-B | DM Lite® 4K60 4:4:4 Transmitter for HDMI® and Analog Audio Signal Extension over CATx Cable, Wall Plate, Black | 530 | 344.5 | 318 | 371
HD-TXC-101-C-E | DM Lite® Transmitter for HDMI®, IR, and RS-232 Signal Extension over CATx Cable | 440 | 286 | 264 | 308
[Limited Supply]
HD-TXC-4KZ-101 | DM Lite® 4K60 4:4:4 Transmitter for HDMI®, RS-232, and IR Signal Extension over CATx Cable | 470 | 305.5 | 282 | 329
HD-TXC-4KZ-101-1G-B | DM Lite® 4K60 4:4:4 Transmitter for HDMI®, RS-232, and IR Signal Extension over CATx Cable, Wall Plate, Black | 540 | 351 | 324 | 378
HD-TXC-4KZ-101-1G-W | DM Lite® 4K60 4:4:4 Transmitter for HDMI®, RS-232, and IR Signal Extension over CATx Cable, Wall Plate, White | 540 | 351 | 324 | 378
HD-TXCA-4KZ-101 | DM Lite® 4K60 4:4:4 Transmitter for HDMI®, RS-232, IR, and Analog Audio Signal Extension over CATx Cable | 660 | 429 | 396 | 462
HD-WP-4K-401-C | 4K Multi-Window Video Processor with HDBaseT® & HDMI® Outputs | 7700 | 5005 | 4620 | 5390
HR-150-B | Handheld Remote, 50 Button, Black | 386 | 250.9 | 231.6 | 270.2
HR-310 | Handheld Remote, US & Canada | 440 | 286 | 264 | 308
HR-310-BTN BLANK | Backlit Engravable Buttons for HR-310 & HR-310-I, Engraving Not Included | 56 | 36.4 | 33.6 | 39.2
HR-310-BTN ENGRAVED | Backlit Engravable Buttons for HR-310 & HR-310-I, Includes Custom Engraving | 56 | 36.4 | 33.6 | 39.2
HR-310-I | Handheld Remote, International | N/A | Call For Quote | Call For Quote | Call For Quote
HR-BTN-B_BLANK | Single Backlit Engravable Button Cap for HR-100 & HR-150, Black, Engraving Not Included | 12 | 7.8 | 7.2 | 8.4
HR-BTN-B_ENGRAVED | Single Backlit Engravable Button Cap for HR-100 & HR-150, Black, Includes Custom Engraving | 12 | 7.8 | 7.2 | 8.4
HTT-B10EX-B-T | Wireless Tabletop Keypad, Black Textured | 496 | 322.4 | 297.6 | 347.2
HTT-B10EX-W-T | Wireless Tabletop Keypad, White Textured | 496 | 322.4 | 297.6 | 347.2
HTT-B2EX-BATT-B-T | Battery-Powered infiNET EX® 2-button Wireless Keypad, Black Textured | 220 | 143 | 132 | 154
HTT-B2EX-BATT-B-T_ENGRAVED | Battery-Powered infiNET EX® 2-button Wireless Keypad w/Custom Engraving, Black Textured | 254 | 165.1 | 152.4 | 177.8
HTT-B2EX-BATT-W-T | Battery-Powered infiNET EX® 2-button Wireless Keypad, White Textured | 220 | 143 | 132 | 154
HTT-B2EX-BATT-W-T_ENGRAVED | Battery-Powered infiNET EX® 2-button Wireless Keypad w/Custom Engraving, White Textured | 254 | 165.1 | 152.4 | 177.8
HZA-CONV-THSTAT-2WIRE | Common Wire Adapter for HZ-THSTAT | 44 | 28.6 | 26.4 | 30.8
HZA-KEY1-A | Horizon™ Keystone, 1 Position, Almond | 44 | 28.6 | 26.4 | 30.8
HZA-KEY1-B | Horizon™ Keystone, 1 Position, Black | 44 | 28.6 | 26.4 | 30.8
HZA-KEY1-W | Horizon™ Keystone Plate, 1 Position, White | 44 | 28.6 | 26.4 | 30.8
HZA-KEY2-A | Horizon™ Keystone Plate, 2 Position, Almond | 44 | 28.6 | 26.4 | 30.8
HZA-KEY2-B | Horizon™ Keystone Plate, 2 Position, Black | 44 | 28.6 | 26.4 | 30.8
HZA-KEY2-W | Horizon™ Keystone Plate, 2 Position, White | 44 | 28.6 | 26.4 | 30.8
HZA-KEY4-A | Horizon™ Keystone Plate, 4 Position, Almond | 44 | 28.6 | 26.4 | 30.8
HZA-KEY4-B | Horizon™ Keystone Plate, 4 Position, Black | 44 | 28.6 | 26.4 | 30.8
HZA-KEY4-W | Horizon™ Keystone Plate, 4 Position, White | 44 | 28.6 | 26.4 | 30.8
HZA-PWR-15A-A | Duplex Receptacle, 15 A, Almond | 56 | 36.4 | 33.6 | 39.2
HZA-PWR-15A-W | Duplex Receptacle, 15 A, White | 56 | 36.4 | 33.6 | 39.2
HZA-PWR-GFCI-15A-A | Duplex Receptacle, GFCI, 15A, Almond | 132 | 85.8 | 79.2 | 92.4
HZA-PWR-GFCI-15A-W | Duplex Receptacle, GFCI, 15A, White | 132 | 85.8 | 79.2 | 92.4
HZA-PWR-USB-15A-A | Duplex Receptacle, Dual Type-A USB Ports, 15 A, Almond | 166 | 107.9 | 99.6 | 116.2
HZA-PWR-USB-15A-W | Duplex Receptacle, Dual Type-A USB Ports, 15 A, White | 166 | 107.9 | 99.6 | 116.2
HZ-AUX-A | Horizon™ In-Wall Multiway Remote, Almond | 88 | 57.2 | 52.8 | 61.6
HZ-AUX-B | Horizon™ In-Wall Multiway Remote, Black | 88 | 57.2 | 52.8 | 61.6
HZ-AUX-W | Horizon™ In-Wall Multiway Remote, White | 88 | 57.2 | 52.8 | 61.6
HZ-BTN-1-A-T-BLANK | Horizon™ Backlit Engravable Pushbutton, Size 1, Almond Textured, Engraving Not Included | 12 | 7.8 | 7.2 | 8.4
HZ-BTN-1-A-T-ENGRAVED | Horizon™ Backlit Engravable Pushbutton, Size 1, Almond Textured, Includes Custom Engraving | 12 | 7.8 | 7.2 | 8.4
HZ-BTN-1-B-T-BLANK | Horizon™ Backlit Engravable Pushbutton, Size 1, Black Textured, Engraving Not Included | 12 | 7.8 | 7.2 | 8.4
HZ-BTN-1-B-T-ENGRAVED | Horizon™ Backlit Engravable Pushbutton, Size 1, Black Textured, Includes Custom Engraving | 12 | 7.8 | 7.2 | 8.4
HZ-BTN-1-W-T-BLANK | Horizon™ Backlit Engravable Pushbutton, Size 1, White Textured, Engraving Not Included | 12 | 7.8 | 7.2 | 8.4
HZ-BTN-1-W-T-ENGRAVED | Horizon™ Backlit Engravable Pushbutton, Size 1, White Textured, Includes Custom Engraving | 12 | 7.8 | 7.2 | 8.4
HZ-BTN-RKR1-A-T-BLANK | Horizon™ Backlit Engravable Rocker Button, Size 1, Almond Textured, Engraving Not Included | 12 | 7.8 | 7.2 | 8.4
HZ-BTN-RKR1-A-T-ENGRAVED | Horizon™ Backlit Engravable Rocker Button, Size 1, Almond Textured, Includes Custom Engraving | 12 | 7.8 | 7.2 | 8.4
HZ-BTN-RKR1-B-T-BLANK | Horizon™ Backlit Engravable Rocker Button, Size 1, Black Textured, Engraving Not Included | 12 | 7.8 | 7.2 | 8.4
HZ-BTN-RKR1-B-T-ENGRAVED | Horizon™ Backlit Engravable Rocker Button, Size 1, Black Textured, Includes Custom Engraving | 12 | 7.8 | 7.2 | 8.4
HZ-BTN-RKR1-W-T-BLANK | Horizon™ Backlit Engravable Rocker Button, Size 1, White Textured, Engraving Not Included | 12 | 7.8 | 7.2 | 8.4
HZ-BTN-RKR1-W-T-ENGRAVED | Horizon™ Backlit Engravable Rocker Button, Size 1, White Textured, Includes Custom Engraving | 12 | 7.8 | 7.2 | 8.4
HZ-BTN-RKR3-A-T-BLANK | Horizon™ Backlit Engravable Rocker Button, Size 3, Almond Textured, Engraving Not Included | 12 | 7.8 | 7.2 | 8.4
HZ-BTN-RKR3-A-T-ENGRAVED | Horizon™ Backlit Engravable Rocker Button, Size 3, Almond Textured, Includes Custom Engraving | 12 | 7.8 | 7.2 | 8.4
HZ-BTN-RKR3-B-T-BLANK | Horizon™ Backlit Engravable Rocker Button, Size 3, Black Textured, Engraving Not Included | 12 | 7.8 | 7.2 | 8.4
HZ-BTN-RKR3-B-T-ENGRAVED | Horizon™ Backlit Engravable Rocker Button, Size 3, Black Textured, Includes Custom Engraving | 12 | 7.8 | 7.2 | 8.4
HZ-BTN-RKR3-W-T-BLANK | Horizon™ Backlit Engravable Rocker Button, Size 3, White Textured, Engraving Not Included | 12 | 7.8 | 7.2 | 8.4
HZ-BTN-RKR3-W-T-ENGRAVED | Horizon™ Backlit Engravable Rocker Button, Size 3, White Textured, Includes Custom Engraving | 12 | 7.8 | 7.2 | 8.4
HZ-BTN-RKR5-A-T-BLANK | Horizon™ Backlit Engravable Rocker Button, Size 5, Almond Textured, Engraving Not Included | 12 | 7.8 | 7.2 | 8.4
HZ-BTN-RKR5-A-T-ENGRAVED | Horizon™ Backlit Engravable Rocker Button, Size 5, Almond Textured, Includes Custom Engraving | 12 | 7.8 | 7.2 | 8.4
HZ-BTN-RKR5-B-T-BLANK | Horizon™ Backlit Engravable Rocker Button, Size 5, Black Textured, Engraving Not Included | 12 | 7.8 | 7.2 | 8.4
HZ-BTN-RKR5-B-T-ENGRAVED | Horizon™ Backlit Engravable Rocker Button, Size 5, Black Textured, Includes Custom Engraving | 12 | 7.8 | 7.2 | 8.4
HZ-BTN-RKR5-W-T-BLANK | Horizon™ Backlit Engravable Rocker Button, Size 5, White Textured, Engraving Not Included | 12 | 7.8 | 7.2 | 8.4
HZ-BTN-RKR5-W-T-ENGRAVED | Horizon™ Backlit Engravable Rocker Button, Size 5, White Textured, Includes Custom Engraving | 12 | 7.8 | 7.2 | 8.4
HZ-DIMEX-A | Horizon™ In-Wall Forward Phase Dimmer with infiNET EX® Wireless Communication, 120 VAC, Almond | 352 | 228.8 | 211.2 | 246.4
HZ-DIMEX-B | Horizon™ In-Wall Forward Phase Dimmer with infiNET EX® Wireless Communication, 120 VAC, Black | 352 | 228.8 | 211.2 | 246.4
HZ-DIMEX-W | Horizon™ In-Wall Forward Phase Dimmer with infiNET EX® Wireless Communication, 120 VAC, White | 352 | 228.8 | 211.2 | 246.4
HZ-DIMLVEX-A | Horizon™ In-Wall 0-10 V Dimmer with infiNET EX® Wireless Communication, 120 VAC, Almond | 386 | 250.9 | 231.6 | 270.2
HZ-DIMLVEX-B | Horizon™ In-Wall 0-10 V Dimmer with infiNET EX® Wireless Communication, 120 VAC, Black | 386 | 250.9 | 231.6 | 270.2
HZ-DIMLVEX-W | Horizon™ In-Wall 0-10 V Dimmer with infiNET EX® Wireless Communication, 120 VAC, White | 386 | 250.9 | 231.6 | 270.2
HZ-DIMUEX-A | Horizon™ In-Wall Universal Phase Dimmer with infiNET EX® Wireless Communication, 120 VAC, Almond | 386 | 250.9 | 231.6 | 270.2
HZ-DIMUEX-B | Horizon™ In-Wall Universal Phase Dimmer with infiNET EX® Wireless Communication, 120 VAC, Black | 386 | 250.9 | 231.6 | 270.2
HZ-DIMUEX-W | Horizon™ In-Wall Universal Phase Dimmer with infiNET EX® Wireless Communication, 120 VAC, White | 386 | 250.9 | 231.6 | 270.2
HZ-FP-G1-A | Horizon™ Faceplate, 1-Gang, Almond | 22 | 14.3 | 13.2 | 15.4
HZ-FP-G1-B | Horizon™ Faceplate, 1-Gang, Black | 22 | 14.3 | 13.2 | 15.4
HZ-FP-G1-W | Horizon™ Faceplate, 1-Gang, White | 22 | 14.3 | 13.2 | 15.4
HZ-FP-G2-A | Horizon™ Faceplate, 2-Gang, Almond | 44 | 28.6 | 26.4 | 30.8
HZ-FP-G2-B | Horizon™ Faceplate, 2-Gang, Black | 44 | 28.6 | 26.4 | 30.8
HZ-FP-G2-W | Horizon™ Faceplate, 2-Gang, White | 44 | 28.6 | 26.4 | 30.8
HZ-FP-G3-A | Horizon™ Faceplate, 3-Gang, Almond | 66 | 42.9 | 39.6 | 46.2
HZ-FP-G3-B | Horizon™ Faceplate, 3-Gang, Black | 66 | 42.9 | 39.6 | 46.2
HZ-FP-G3-W | Horizon™ Faceplate, 3-Gang, White | 66 | 42.9 | 39.6 | 46.2
HZ-FP-G4-A | Horizon™ Faceplate, 4-Gang, Almond | 88 | 57.2 | 52.8 | 61.6
HZ-FP-G4-B | Horizon™ Faceplate, 4-Gang, Black | 88 | 57.2 | 52.8 | 61.6
HZ-FP-G4-W | Horizon™ Faceplate, 4-Gang, White | 88 | 57.2 | 52.8 | 61.6
HZ-KPCN-A | Horizon™ Keypad, Cresnet® Communications, Almond | 330 | 214.5 | 198 | 231
HZ-KPCN-B | Horizon™ Keypad, Cresnet® Communications, Black | 330 | 214.5 | 198 | 231
HZ-KPCN-W | Horizon™ Keypad, Cresnet® Communications, White | 330 | 214.5 | 198 | 231
HZ-KPEX-A | Horizon™ In-Wall Keypad with infiNET EX® Wireless Communication, 120 VAC, Almond | 330 | 214.5 | 198 | 231
HZ-KPEX-B | Horizon™ In-Wall Keypad with infiNET EX® Wireless Communication, 120 VAC, Black | 330 | 214.5 | 198 | 231
HZ-KPEX-W | Horizon™ In-Wall Keypad with infiNET EX® Wireless Communication, 120 VAC, White | 330 | 214.5 | 198 | 231
HZ-SWEX-A | Horizon™ In-Wall Switch with infiNET EX® Wireless Communication, 120 VAC, Almond | 352 | 228.8 | 211.2 | 246.4
HZ-SWEX-B | Horizon™ In-Wall Switch with infiNET EX® Wireless Communication, 120 VAC, Black | 352 | 228.8 | 211.2 | 246.4
HZ-SWEX-W | Horizon™ In-Wall Switch with infiNET EX® Wireless Communication, 120 VAC, White | 352 | 228.8 | 211.2 | 246.4
HZ-THSTAT-A | Horizon® Wireless Thermostat, Almond | 660 | 429 | 396 | 462
HZ-THSTAT-B | Horizon® Wireless Thermostat, Black | 660 | 429 | 396 | 462
HZ-THSTAT-W | Horizon® Wireless Thermostat, White | 660 | 429 | 396 | 462
HZ-TRIM-G1-PAINT-DARK | Horizon™ Paintable Trim, 1-Gang, Dark | 12 | 7.8 | 7.2 | 8.4
HZ-TRIM-G1-PAINT-LIGHT | Horizon™ Paintable Trim, 1-Gang, Light | 12 | 7.8 | 7.2 | 8.4
HZ-TRIM-G2-PAINT-DARK | Horizon™ Paintable Trim, 2-Gang, Dark | 22 | 14.3 | 13.2 | 15.4
HZ-TRIM-G2-PAINT-LIGHT | Horizon™ Paintable Trim, 2-Gang, Light | 22 | 14.3 | 13.2 | 15.4
HZ-TRIM-G3-PAINT-DARK | Horizon™ Paintable Trim, 3-Gang, Dark | 34 | 22.1 | 20.4 | 23.8
HZ-TRIM-G3-PAINT-LIGHT | Horizon™ Paintable Trim, 3-Gang, Light | 34 | 22.1 | 20.4 | 23.8
HZ-TRIM-G4-PAINT-DARK | Horizon™ Paintable Trim, 4-Gang, Dark | 44 | 28.6 | 26.4 | 30.8
HZ-TRIM-G4-PAINT-LIGHT | Horizon™ Paintable Trim, 4-Gang, Light | 44 | 28.6 | 26.4 | 30.8
INET-CBDEX-230-E-A-S | Cameo® Express Wireless Keypad, infiNET EX®, 230V, Almond Smooth | 320 | 208 | 192 | 224
INET-CBDEX-230-E-B-S | Cameo® Express Wireless Keypad, infiNET EX®, 230V, Black Smooth | 320 | 208 | 192 | 224
INET-CBDEX-230-E-W-S | Cameo® Express Wireless Keypad, infiNET EX®, 230V, White Smooth | 320 | 208 | 192 | 224
INET-CBDEX-230-P-A-S | Cameo® Wireless Keypad, infiNET EX®, 230V, Almond Smooth | 396 | 257.4 | 237.6 | 277.2
INET-CBDEX-230-P-A-T | Cameo® Wireless Keypad, infiNET EX®, 230V, Almond Textured | 396 | 257.4 | 237.6 | 277.2
INET-CBDEX-230-P-BRN-S | Cameo® Wireless Keypad, infiNET EX®, 230V, Brown Smooth | 396 | 257.4 | 237.6 | 277.2
INET-CBDEX-230-P-B-S | Cameo® Wireless Keypad, infiNET EX®, 230V, Black Smooth | 396 | 257.4 | 237.6 | 277.2
INET-CBDEX-230-P-B-T | Cameo® Wireless Keypad, infiNET EX®, 230V, Black Textured | 396 | 257.4 | 237.6 | 277.2
INET-CBDEX-230-P-DA-S | Cameo® Wireless Keypad, infiNET EX®, 230V, Dark Almond Smooth | 396 | 257.4 | 237.6 | 277.2
INET-CBDEX-230-P-DSK-T | Cameo® Wireless Keypad, infiNET EX®, 230V, Dusk Textured | 396 | 257.4 | 237.6 | 277.2
INET-CBDEX-230-P-GRY-S | Cameo® Wireless Keypad, infiNET EX®, 230V, Gray Smooth | 396 | 257.4 | 237.6 | 277.2
INET-CBDEX-230-P-IVR-S | Cameo® Wireless Keypad, infiNET EX®, 230V, Ivory Smooth | 396 | 257.4 | 237.6 | 277.2
INET-CBDEX-230-P-LAT-T | Cameo® Wireless Keypad, infiNET EX®, 230V, Latte Textured | 396 | 257.4 | 237.6 | 277.2
INET-CBDEX-230-P-W-S | Cameo® Wireless Keypad, infiNET EX®, 230V, White Smooth | 396 | 257.4 | 237.6 | 277.2
INET-CBDEX-230-P-W-T | Cameo® Wireless Keypad, infiNET EX®, 230V, White Textured | 396 | 257.4 | 237.6 | 277.2
INET-CBDEX-277-P-A-S | Cameo® Wireless Keypad, infiNET EX®, 277V, Almond Smooth | Contact | Call For Quote | Call For Quote | Call For Quote
INET-CBDEX-277-P-A-T | Cameo® Wireless Keypad, infiNET EX®, 277V, Almond Textured | Contact | Call For Quote | Call For Quote | Call For Quote
INET-CBDEX-277-P-BRN-S | Cameo® Wireless Keypad, infiNET EX®, 277V, Brown Smooth | Contact | Call For Quote | Call For Quote | Call For Quote
INET-CBDEX-277-P-B-S | Cameo® Wireless Keypad, infiNET EX®, 277V, Black Smooth | Contact | Call For Quote | Call For Quote | Call For Quote
INET-CBDEX-277-P-B-T | Cameo® Wireless Keypad, infiNET EX®, 277V, Black Textured | Contact | Call For Quote | Call For Quote | Call For Quote
INET-CBDEX-277-P-DA-S | Cameo® Wireless Keypad, infiNET EX®, 277V, Dark Almond Smooth | Contact | Call For Quote | Call For Quote | Call For Quote
INET-CBDEX-277-P-DSK-T | Cameo® Wireless Keypad, infiNET EX®, 277V, Dusk Textured | Contact | Call For Quote | Call For Quote | Call For Quote
INET-CBDEX-277-P-GRY-S | Cameo® Wireless Keypad, infiNET EX®, 277V, Gray Smooth | Contact | Call For Quote | Call For Quote | Call For Quote
INET-CBDEX-277-P-IVR-S | Cameo® Wireless Keypad, infiNET EX®, 277V, Ivory Smooth | Contact | Call For Quote | Call For Quote | Call For Quote
INET-CBDEX-277-P-LAT-T | Cameo® Wireless Keypad, infiNET EX®, 277V, Latte Textured | Contact | Call For Quote | Call For Quote | Call For Quote
INET-CBDEX-277-P-W-S | Cameo® Wireless Keypad, infiNET EX®, 277V, White Smooth | Contact | Call For Quote | Call For Quote | Call For Quote
INET-CBDEX-277-P-W-T | Cameo® Wireless Keypad, infiNET EX®, 277V, White Textured | Contact | Call For Quote | Call For Quote | Call For Quote
INET-CBDEX-P-A-S | Cameo® Wireless Keypad, infiNET EX®, 120V, Almond Smooth | 396 | 257.4 | 237.6 | 277.2
INET-CBDEX-P-A-T | Cameo® Wireless Keypad, infiNET EX®, 120V, Almond Textured | 396 | 257.4 | 237.6 | 277.2
INET-CBDEX-P-BRN-S | Cameo® Wireless Keypad, infiNET EX®, 120V, Brown Smooth | 396 | 257.4 | 237.6 | 277.2
INET-CBDEX-P-B-S | Cameo® Wireless Keypad, infiNET EX®, 120V, Black Smooth | 396 | 257.4 | 237.6 | 277.2
INET-CBDEX-P-B-T | Cameo® Wireless Keypad, infiNET EX®, 120V, Black Textured | 396 | 257.4 | 237.6 | 277.2
INET-CBDEX-P-DA-S | Cameo® Wireless Keypad, infiNET EX®, 120V, Dark Almond Smooth | 396 | 257.4 | 237.6 | 277.2
INET-CBDEX-P-DSK-T | Cameo® Wireless Keypad, infiNET EX®, 120V, Dusk Textured | 396 | 257.4 | 237.6 | 277.2
INET-CBDEX-P-GRY-S | Cameo® Wireless Keypad, infiNET EX®, 120V, Gray Smooth | 396 | 257.4 | 237.6 | 277.2
INET-CBDEX-P-IVR-S | Cameo® Wireless Keypad, infiNET EX®, 120V, Ivory Smooth | 396 | 257.4 | 237.6 | 277.2
INET-CBDEX-P-LAT-T | Cameo® Wireless Keypad, infiNET EX®, 120V, Latte Textured | 396 | 257.4 | 237.6 | 277.2
INET-CBDEX-P-W-S | Cameo® Wireless Keypad, infiNET EX®, 120V, White Smooth | 396 | 257.4 | 237.6 | 277.2
INET-CBDEX-P-W-T | Cameo® Wireless Keypad, infiNET EX®, 120V, White Textured | 396 | 257.4 | 237.6 | 277.2
INET-IOEX-IRCOM | infiNET EX® Wireless IR/RS-232 Control Module | 550 | 357.5 | 330 | 385
INET-IOEX-RYIO | infiNET EX® Wireless Relay/Digital Input Control Module | 550 | 357.5 | 330 | 385
INETS-IOEX-DOOR-BATT-B | infiNET EX® Wireless Door Sensor-B | 264 | 171.6 | 158.4 | 184.8
INETS-IOEX-DOOR-BATT-W | infiNET EX® Wireless Door Sensor-W | 264 | 171.6 | 158.4 | 184.8
IRP2 | IR Emitter Probe w/Terminal Block Connector | 56 | 36.4 | 33.6 | 39.2
IVA-CMT-BRKTJ-1B | 1 Beyond J-Mount Ceiling Bracket | 135 | 87.75 | 81 | 94.5
IVA-CPLT-1B | 1 Beyond Camera Ceiling Plate | 49 | 31.85 | 29.4 | 34.3
IVA-WMT-BRKT-1B | 1 Beyond Wall Mount Bracket | 69 | 44.85 | 41.4 | 48.3
IVA-WMT-SHELF-1B | 1 Beyond Wall Mount Camera Shelf, PTZ | 59 | 38.35 | 35.4 | 41.3
IVA-WMT-SHELF-HK-1B | 1 Beyond Wall Mount Camera Shelf, Hawk | 60 | 39 | 36 | 42
IV-CAMA3-20-N-SLVR-1B | 1 Beyond AutoTracker™ 3 Presenter Tracking Camera, 20x Optical Zoom, NDI®¦HX Compatible, Silver | 7595 | 4936.75 | 4557 | 5316.5
IV-CAMA3-20-N-W-1B | 1 Beyond AutoTracker™ 3 Presenter Tracking Camera, 20x Optical Zoom, NDI®¦HX Compatible, White | 7758 | 5042.7 | 4654.8 | 5430.6
IV-CAMA3-20-SLVR-1B | 1 Beyond AutoTracker™ 3 Presenter Tracking Camera, 20x Optical Zoom, Silver | 6995 | 4546.75 | 4197 | 4896.5
IV-CAMA3-20-W-1B | 1 Beyond AutoTracker™ 3 Presenter Tracking Camera, 20x Optical Zoom, White | 7145 | 4644.25 | 4287 | 5001.5
IV-CAMFL-N-W-1B | 1 Beyond Falcon™ Presenter Tracking Camera, ePTZ, 2x Digital Zoom, NDI®¦HX Compatible | 1995 | 1296.75 | 1197 | 1396.5
IV-CAMFR-12-N-SLVR-1B | 1 Beyond AutoFramer™ Group Framing Camera, 12x Optical Zoom, NDI®¦HX Compatible | 3995 | 2596.75 | 2397 | 2796.5
IV-CAMFR-12-SLVR-1B | 1 Beyond AutoFramer™ Group Framing Camera, 12x Optical Zoom | 3495 | 2271.75 | 2097 | 2446.5
IV-CAMHK-12-SLVR-1B | 1 Beyond Hawk™ Dual-Camera Speaker Tracking Solution, 12x Optical Zoom | 6995 | 4546.75 | 4197 | 4896.5
IV-CAMPTZ-12-N-SLVR-1B | 1 Beyond PTZ Camera, 12x Optical Zoom, NDI®¦HX Compatible, Silver | 2895 | 1881.75 | 1737 | 2026.5
IV-CAMPTZ-12-N-W-1B | 1 Beyond PTZ Camera, 12x Optical Zoom, NDI®¦HX Compatible, White | 2945 | 1914.25 | 1767 | 2061.5
IV-CAMPTZ-12-SLVR-1B | 1 Beyond PTZ Camera, 12x Optical Zoom, Silver | 2595 | 1686.75 | 1557 | 1816.5
IV-CAMPTZ-12-W-1B | 1 Beyond PTZ Camera, 12x Optical Zoom, White | 2640 | 1716 | 1584 | 1848
IV-CAMPTZ-20-N-SLVR-1B | 1 Beyond PTZ Camera, 20x Optical Zoom, NDI®¦HX Compatible, Silver | 2795 | 1816.75 | 1677 | 1956.5
IV-CAMPTZ-20-N-W-1B | 1 Beyond PTZ Camera, 20x Optical Zoom, NDI®¦HX Compatible, White | 2945 | 1914.25 | 1767 | 2061.5
IV-CAMPTZ-20-SLVR-1B | 1 Beyond PTZ Camera, 20x Optical Zoom, Silver | 2495 | 1621.75 | 1497 | 1746.5
IV-CAMPTZ-20-W-1B | 1 Beyond PTZ Camera, 20x Optical Zoom, White | 2539 | 1650.35 | 1523.4 | 1777.3
IV-PROSERVICE-1B | 1 Beyond Camera Systems Remote Professional Services | CONTACT SALES SUPPORT SERVICES FOR QUOTE. | Call For Quote | Call For Quote | Call For Quote
IV-SAM-VXP-1B | 1 Beyond Automate™ VX Pro Voice-Activated, Multi-Camera Switching Solution | CONTACT SALES SUPPORT SERVICES FOR QUOTE. | Call For Quote | Call For Quote | Call For Quote
IV-SAM-VXS-1B | 1 Beyond Automate™ VX Voice-Activated, Multi-Camera Switching Solution | CONTACT SALES SUPPORT SERVICES FOR QUOTE. | Call For Quote | Call For Quote | Call For Quote
LCDB3-BTN_BLANK | Engravable Button Cap for C2N-LCDB3, Engraving Not Included | 34 | 22.1 | 20.4 | 23.8
LCDB3-BTN_ENGRAVED | Engravable Button Cap for C2N-LCDB3, Includes Custom Engraving | 34 | 22.1 | 20.4 | 23.8
MC4 | 4-Series Control System | 1760 | 1144 | 1056 | 1232
MC4-R | 4-Series™ Control System for Crestron Home® OS | 1320 | 858 | 792 | 924
MMK-G1-CBF-T | Mud Ring Mount Kit for Cameo® Flush Mount Keypads | 56 | 36.4 | 33.6 | 39.2
MMX-6-USB | 6-Channel USB Microphone Mixer | 880 | 572 | 528 | 616
MP/MPC/IPAC_FRONT_LABEL_BLANK-B-T | Set of engravable backlit labels for MP-B Series, MPC Series, or IPAC; white characters on black background, engraving not included | 34 | 22.1 | 20.4 | 23.8
MP/MPC/IPAC_FRONT_LABEL_BLANK-W | Set of engravable backlit labels for MP-B Series, MPC Series, or IPAC; black characters on white background, engraving not included | 34 | 22.1 | 20.4 | 23.8
MP/MPC/IPAC_FRONT_LABEL_ENGRAVED-B-T | Set of engravable backlit labels for MP-B Series, MPC Series, or IPAC; white characters on black background, includes custom engraving | 34 | 22.1 | 20.4 | 23.8
MP/MPC/IPAC_FRONT_LABEL_ENGRAVED-W | Set of engravable backlit labels for MP-B Series, MPC Series, or IPAC; black characters on white background, includes custom engraving | 34 | 22.1 | 20.4 | 23.8
MPB3/MPC3-BTN10-B BLANK | Backlit Engravable Button Labels for MPC3-302, Black, Set of 10, engraving not included | 34 | 22.1 | 20.4 | 23.8
MPB3/MPC3-BTN10-B ENGRAVED | Backlit Engravable Button Labels for MPC3-302-B, Black, Set of 10, Includes Custom Engraving | 34 | 22.1 | 20.4 | 23.8
MPB3/MPC3-BTN10-W BLANK | Backlit Engravable Button Labels for MPC3-302-W, White, Set of 10, Engraving Not Included | 34 | 22.1 | 20.4 | 23.8
MPB3/MPC3-BTN10-W ENGRAVED | Backlit Engravable Button Labels for MPC3-302-W, White, Set of 10, Includes Custom Engraving | 34 | 22.1 | 20.4 | 23.8
MPB3/MPC3-BTN3-B BLANK | Backlit Engravable Icon Chips for MPC3-101, MPC3-102, and MPC3-201, Black, Set of 3, engraving not included | 18 | 11.7 | 10.8 | 12.6
MPB3/MPC3-BTN3-B ENGRAVED | Backlit Engravable Icon Chips for MPC3-101, MPC3-102, and MPC3-201, Black, Set of 3, includes custom engraving | 18 | 11.7 | 10.8 | 12.6
MPC3/MPB3-TTK-SQR-B | Tabletop Kit for MPC3-201, Black | 198 | 128.7 | 118.8 | 138.6
MPC3-101/102/201-RMB | Retrofit Mounting Bracket for MPC3-101, MPC3-102, and MPC3-201 | 56 | 36.4 | 33.6 | 39.2
MPC3-102-B | 3-Series® Media Presentation Controller 102, Black | 1200 | 780 | 720 | 840
MPC3-201-B | 3-Series® Media Presentation Controller 201, Black | 716 | 465.4 | 429.6 | 501.2
MPC3-302-B | 3-Series® Media Presentation Controller 302, Black | 1200 | 780 | 720 | 840
MPC3-302-W | 3-Series® Media Presentation Controller 302, White | 1200 | 780 | 720 | 840
MP-WP152-B | Media Presentation Wall Plate - HDMI®, Black | 132 | 85.8 | 79.2 | 92.4
MP-WP152-W | Media Presentation Wall Plate - HDMI®, White | 132 | 85.8 | 79.2 | 92.4
MP-WP181-C-B | Media Presentation Wall Plate – Crestron DigitalMedia 8G+™, Black | 88 | 57.2 | 52.8 | 61.6
MP-WP181-C-W | Media Presentation Wall Plate – Crestron DigitalMedia 8G+®, White | 88 | 57.2 | 52.8 | 61.6
MYCRESTRON-DDNS | myCrestron Dynamic DNS Service for Crestron Systems | N/C | Call For Quote | Call For Quote | Call For Quote
NIKO-BLANK-120 KIT | Blank Wall Plate, White | 12 | 7.8 | 7.2 | 8.4
NIKO-BLANK-122 KIT | Blank Wall Plate, Anthracite | 16 | 10.4 | 9.6 | 11.2
NIKO-K1-120 KIT | Single Button Keypad, White | 16 | 10.4 | 9.6 | 11.2
NIKO-K1-122 KIT | Single Button Keypad, Anthracite | 18 | 11.7 | 10.8 | 12.6
NIKO-K2-120 KIT | Dual Button Keypad, White | 34 | 22.1 | 20.4 | 23.8
NIKO-K2-122 KIT | Dual Button Keypad, Anthracite | 34 | 22.1 | 20.4 | 23.8
NIKO-RJ45-120 KIT | Two RJ45 STP CAT6 connection plate Niko - White | 56 | 36.4 | 33.6 | 39.2
NIKO-RJ45-122 KIT | Two RJ45 STP CAT6 connection plate Niko - Anthracite | 78 | 50.7 | 46.8 | 54.6
NIKO-SO-EU-120 KIT | SCHUKO type socket outlet - White | 12 | 7.8 | 7.2 | 8.4
NIKO-SO-EU-122 KIT | SCHUKO type socket outlet - Anthracite | 12 | 7.8 | 7.2 | 8.4
NIKO-SO-FR-120 KIT | French type socket outlet - White | 12 | 7.8 | 7.2 | 8.4
NIKO-SO-FR-122 KIT | French type socket outlet - Anthracite | 22 | 14.3 | 13.2 | 15.4
NIKO-USB-120 KIT | USB Charger, White | 110 | 71.5 | 66 | 77
NIKO-USB-122 KIT | USB Charger, Anthracite | 110 | 71.5 | 66 | 77
ONE-GANG | One Gang Plastic Box - screws/nails | 4 | 2.6 | 2.4 | 2.8
ONE-GANG-BR-SC | One Gang Bracket w/swing clamps | 4 | 2.6 | 2.4 | 2.8
ONE-GANG-SC | One Gang Box w/ears and swing clamps | 4 | 2.6 | 2.4 | 2.8
PC-200 | Energy Monitoring Power Conditioner & Controller 200 | 1100 | 715 | 660 | 770
PC-300 | Energy Monitoring Power Conditioner & Controller 300 | 1980 | 1287 | 1188 | 1386
PC-350V-12 | 12-Outlet Vertical Networked Power Controller & Conditioner with Surge Protection and Metering | 1100 | 715 | 660 | 770
PC-350V-18 | 18-Outlet Vertical Networked Power Controller & Conditioner with Surge Protection and Metering | 1320 | 858 | 792 | 924
PC-TS | Temperature Sensor for PC-350V Networked Power Controllers | 110 | 71.5 | 66 | 77
PLMK-IFE-101 | IFE Pole Mount Kit | 110 | 71.5 | 66 | 77
PP-100-W | PinPoint™ Proximity Detection Beacon, White | 166 | 107.9 | 99.6 | 116.2
PW-0510WU | Wall Mount Power Pack, 5VDC, 1.2A, 1.3mm, Universal | 78 | 50.7 | 46.8 | 54.6
PW-1205 | Wall Mount Power Pack, 12VDC, 0.5A, 2.5mm, US/NA | 78 | 50.7 | 46.8 | 54.6
PW-1205RU | Wall Mount Power Pack, 12VDC, 0.5A, 2.5mm, Universal | 44 | 28.6 | 26.4 | 30.8
PW-1215WU | Wall Mount Power Pack 12VDC, 1.5A, Universal | 88 | 57.2 | 52.8 | 61.6
PW-2407RU | 18 Watt Cresnet® Power Supply, US/International | 110 | 71.5 | 66 | 77
PW-2407WU | Wall Mount Power Pack, 24 VDC, 0.75 A, 2.1 mm, Universal | 78 | 50.7 | 46.8 | 54.6
PW-2407WUL | Wall Mount Power Pack, 24 VDC, 0.75 A, Flying Leads, Universal | 78 | 50.7 | 46.8 | 54.6
PW-2412WU | Wall Mount Power Pack, 24 VDC, 1.25 A, 2.1 mm, Universal | 78 | 50.7 | 46.8 | 54.6
PW-2420RU | Desktop Power Pack, 24 VDC, 2.5 A, 2.1 mm | 166 | 107.9 | 99.6 | 116.2
PW-4818DU | 90W PoDM Power Pack for DMPS | 276 | 179.4 | 165.6 | 193.2
PW-5430DUS | High-Efficiency Power Pack | 330 | 214.5 | 198 | 231
PWE-4803RU | PoE Injector | 110 | 71.5 | 66 | 77
PWI-1215 | Desktop Power Pack, 12VDC, 1.5A, 2.5mm, Universal | 88 | 57.2 | 52.8 | 61.6
REFERENCE IC6-W-T-EACH | Reference 6.5 in. 2-Way In-Ceiling Speaker, White Textured, Single | 292 | 189.8 | 175.2 | 204.4
REFERENCE IC8-W-T-EACH | Reference 8 in. 2-Way In-Ceiling Speaker, White Textured, Single | 438 | 284.7 | 262.8 | 306.6
REFERENCE IW4X8-W-T-EACH | Reference 4 in. x 8 in. In-Wall Speaker, White Textured, Single | 409 | 265.85 | 245.4 | 286.3
REFERENCE OD4.1-4-S10-BRZ-T KIT | Reference 4.1 Landscape Solution, Bronze Textured, Four 4 in. Satellites, One 10 in. Subwoofer | 3498 | 2273.7 | 2098.8 | 2448.6
REFERENCE OD4-BRZ-T-EACH | Reference 4 in. 2-Way Outdoor Speaker, Bronze Textured, Single | 350 | 227.5 | 210 | 245
RFID-USB | RFID Card Reader | N/A | Call For Quote | Call For Quote | Call For Quote
RMC4 | 4-Series™ Control System | 1100 | 715 | 660 | 770
RMK-AMP-X | Mounting Kit for X-Series Amplifiers | 90 | 58.5 | 54 | 63
RMK-IFE-1U | IFE Rack Mount Kit. | 144 | 93.6 | 86.4 | 100.8
SAROS IC4T-W-T-EACH | Saros® 4” 2-Way In-Ceiling Speaker, White Textured, Single (must be ordered in multiples of 2) | 210 | 136.5 | 126 | 147
SAROS IC6LPT-W-T-EACH | Saros® Low-Profile 6.5” 2-Way In-Ceiling Speaker, White Textured, Single (must be ordered in multiples of 2) | 308 | 200.2 | 184.8 | 215.6
SAROS IC6T-W-T-EACH | Saros® 6.5 in. 2-Way In-Ceiling Speaker, White Textured, Single (must be ordered in multiples of 2) | 254 | 165.1 | 152.4 | 177.8
SAROS IC8LPT-W-T-EACH | Saros® Low-Profile 8” 2-Way In-Ceiling Speaker, White Textured, Single (must be ordered in multiples of 2) | 374 | 243.1 | 224.4 | 261.8
SAROS IC8T-W-T-EACH | Saros® 8” 2-Way In-Ceiling Speaker, White Textured, Single (must be ordered in multiples of 2) | 330 | 214.5 | 198 | 231
SAROS ICE4T-W-T-EACH | Saros® Express 4" 2-Way In-Ceiling Speaker, White Textured, Single (must be ordered in multiples of 2) | 154 | 100.1 | 92.4 | 107.8
SAROS ICE6LPT-W-T-EACH | Saros® Express Low-Profile 6.5” 2-Way In-Ceiling Speaker, White Textured, Single (must be ordered in multiples of 2) | 202 | 131.3 | 121.2 | 141.4
SAROS ICE6T-W-T-EACH | Saros® Express 6.5" 2-Way In-Ceiling Speaker, White Textured, Single (must be ordered in multiples of 2) | 202 | 131.3 | 121.2 | 141.4
SAROS ICE8LPT-W-T-EACH | Saros® Express Low-Profile 8” 2-Way In-Ceiling Speaker, White Textured, Single (must be ordered in multiples of 2) | 328 | 213.2 | 196.8 | 229.6
SAROS ICE8T-W-T-EACH | Saros® Express 8" 2-Way In-Ceiling Speaker, White Textured, Single (must be ordered in multiples of 2) | 276 | 179.4 | 165.6 | 193.2
SAROS ICI4T-W-T-EACH | Saros® Integrator 4” 2-Way In-Ceiling Speaker, White Textured, Single (must be ordered in multiples of 2) | 132 | 85.8 | 79.2 | 92.4
SAROS ICI6T-W-T-EACH | Saros® Integrator 6.5” 2-Way In-Ceiling Speaker, White Textured, Single (must be ordered in multiples of 2) | 166 | 107.9 | 99.6 | 116.2
SAROS ICS8T-W-T-EACH | Saros® 8” In-Ceiling Subwoofer, White Textured, Single (must be ordered in multiples of 2) | 550 | 357.5 | 330 | 385
SAROS ICT5T-12 | Saros® In-Ceiling Tile Loudspeaker (must be ordered in multiples of two) | 254 | 165.1 | 152.4 | 177.8
SAROS ICT5T-22 | Saros® In-Ceiling Tile Loudspeaker | 284 | 184.6 | 170.4 | 198.8
SAROS PD4T-B-T-EACH | Saros® 4” 2-Way Pendant Speaker, Black Textured, Single | 308 | 200.2 | 184.8 | 215.6
SAROS PD4T-W-T-EACH | Saros® 4” 2-Way Pendant Speaker, White Textured, Single | 308 | 200.2 | 184.8 | 215.6
SAROS PD6T-B-T-EACH | Saros® 6.5” 2-Way Pendant Speaker, Black Textured, Single | 418 | 271.7 | 250.8 | 292.6
SAROS PD6T-W-T-EACH | Saros® 6.5” 2-Way Pendant Speaker, White Textured, Single | 418 | 271.7 | 250.8 | 292.6
SAROS PD8T-B-T-EACH | Saros® 8” 2-Way Pendant Speaker, Black Textured, Single | 518 | 336.7 | 310.8 | 362.6
SAROS PD8T-W-T-EACH | Saros® 8” 2-Way Pendant Speaker, White Textured, Single | 518 | 336.7 | 310.8 | 362.6
SAROS PDS8T-B-T-EACH | Saros® 8” Pendant Subwoofer, Black Textured, Single | 550 | 357.5 | 330 | 385
SAROS PDS8T-W-T-EACH | Saros® 8” Pendant Subwoofer, White Textured, Single | 550 | 357.5 | 330 | 385
SAROS SB-200-P-B | Saros® Sound Bar 200, Powered, Black | 550 | 357.5 | 330 | 385
SAROS SMT6T-AW-B-T-EACH | Saros® 6.5 in. 2-Way All Weather Surface Mount Indoor/Outdoor Speaker, Black Textured, Single | 300 | 195 | 180 | 210
[Just Released]
SAROS SMT6T-AW-W-T-EACH | Saros® 6.5 in. 2-Way All Weather Surface Mount Indoor/Outdoor Speaker, White Textured, Single | 300 | 195 | 180 | 210
[Just Released]
SAROS SMT8T-AW-B-T-EACH | Saros® 8 in. 2-Way All Weather Surface Mount Indoor/Outdoor Speaker, Black Textured, Single | 450 | 292.5 | 270 | 315
[Just Released]
SAROS SMT8T-AW-W-T-EACH | Saros® 8 in. 2-Way All Weather Surface Mount Indoor/Outdoor Speaker, White Textured, Single | 450 | 292.5 | 270 | 315
[Just Released]
SAROS SR4T-B-T-EACH | Saros® 4” 2-Way Surface Mount Indoor/Outdoor Speaker, Black Textured, Single (must be ordered in multiples of 2) | 210 | 136.5 | 126 | 147
[Limited Supply]
SAROS SR4T-W-T-EACH | Saros® 4” 2-Way Surface Mount Indoor/Outdoor Speaker, White Textured, Single (must be ordered in multiples of 2) | 210 | 136.5 | 126 | 147
[Limited Supply]
SAROS SR6T-B-T-EACH | Saros® 6.5” 2-Way Surface Mount Indoor/Outdoor Speaker, Black Textured, Single (must be ordered in multiples of 2) | 264 | 171.6 | 158.4 | 184.8
[Limited Supply]
SAROS SR6T-W-T-EACH | Saros® 6.5” 2-Way Surface Mount Indoor/Outdoor Speaker, White Textured, Single (must be ordered in multiples of 2) | 264 | 171.6 | 158.4 | 184.8
[Limited Supply]
SAROS SR8T-B-T-EACH | Saros® 8” 2-Way Surface Mount Indoor/Outdoor Speaker, Black Textured, Single (must be ordered in multiples of 2) | 386 | 250.9 | 231.6 | 270.2
[Limited Supply]
SAROS SR8T-W-T-EACH | Saros® 8” 2-Way Surface Mount Indoor/Outdoor Speaker, White Textured, Single (must be ordered in multiples of 2) | 386 | 250.9 | 231.6 | 270.2
[Limited Supply]
SFP-10G-SR | SFP+ Transceiver Module for DMF & DMCF Series, Duplex Multimode 850 nm | 440 | 286 | 264 | 308
SFP-1G-BX-D | SFP Transceiver Module for DM-NVX Series, Simplex Single-Mode Fiber, 1490/1310 nm, Downlink | 264 | 171.6 | 158.4 | 184.8
SFP-1G-BX-U | SFP Transceiver Module for DM-NVX Series, Simplex Single-Mode Fiber, 1310/1490 nm, Uplink | 242 | 157.3 | 145.2 | 169.4
SFP-1G-LX | SFP Transceiver Module for DM-NVX Series, Duplex Single-Mode Fiber, 1310 nm | 198 | 128.7 | 118.8 | 138.6
SFP-1G-SX | SFP Transceiver Module for DM-NVX Series, Duplex Multimode Fiber, 850 nm | 188 | 122.2 | 112.8 | 131.6
SIW-100 | Room Availability Status Indicator, Wall Mount | 386 | 250.9 | 231.6 | 270.2
SIW-ACR-100 | Replacement Acrylic Indicator Lens for SIW or SSW Series | 88 | 57.2 | 52.8 | 61.6
SMK-MP/MPC/IPAC | Swivel Mount Kit for TTK-MP/MPC/IPAC | 440 | 286 | 264 | 308
SM-MPC-B | Surface Mount Backbox for MPC, black | 100 | 65 | 60 | 70
SM-MPC-W | Surface Mount Backbox for MPC, white | 100 | 65 | 60 | 70
SPKA-BBFR4-IW4X8 | Back Box 4 in. deep for Reference IW4X8 In-Wall Speakers, Single | 166 | 107.9 | 99.6 | 116.2
SPKA-BBFR4-IWLCR62 | Back Box 4 in. deep for Ultimate IWLCR62 In-Wall Speakers, Single | 166 | 107.9 | 99.6 | 116.2
SPKA-BBFR8-IC6/IC8 | Fire Rated Back Box for Reference and Ultimate IC6/IC8 In-Ceiling Speakers, Single | 166 | 107.9 | 99.6 | 116.2
SPKA-BC-IC6/IC8 | Acoustic Back Can for Reference and Ultimate IC6/IC8 In-Ceiling Speakers, 1 Pair | 110 | 71.5 | 66 | 77
SPKA-FMKT-IC6/IC8 | Flush Mount Kit for 6 in. or 8 in. Reference and Ultimate In-Ceiling Speakers, 1 Pair | 100 | 65 | 60 | 70
SPKA-FMKT-IC6/IC8-SQ | Square Flush Mount Kit for 6 in. or 8 in. Reference and Ultimate In-Ceiling Speakers, 1 Pair | 100 | 65 | 60 | 70
SPKA-GRILLE-IC402-B | Round Grilles for 4 in. In-Ceiling Speakers, Black, 2 Pack | 78 | 50.7 | 46.8 | 54.6
SPKA-GRILLE-IC410-B | Round Grilles for Saros® 4” In-Ceiling Speakers, Black, 10 Pack | 330 | 214.5 | 198 | 231
SPKA-GRILLE-IC410-W | Round Grilles for Saros® 4” In-Ceiling Speakers, White, 10 Pack | 330 | 214.5 | 198 | 231
SPKA-GRILLE-IC6/IC8-AL | Round Grilles for 6 in. or 8 in. Reference and Ultimate In-Ceiling Speakers, Aluminum, 1 Pair | 100 | 65 | 60 | 70
SPKA-GRILLE-IC6/IC8-AW-AL | Round Grilles for 6 in. All Weather Speakers, Aluminum, 1 Pair | 132 | 85.8 | 79.2 | 92.4
SPKA-GRILLE-IC6/IC8-AW-SQ-AL | Square Grilles for 6 in. All Weather Speakers, Aluminum, 1 Pair | 132 | 85.8 | 79.2 | 92.4
SPKA-GRILLE-IC6/IC8-AW-SQ-W-T | Square Grilles for 6 in. All Weather Speakers, White, 1 Pair | 110 | 71.5 | 66 | 77
SPKA-GRILLE-IC6/IC8-AW-W-T | Round Grilles for 6 in. All Weather Speakers, White, 1 Pair | 110 | 71.5 | 66 | 77
SPKA-GRILLE-IC6/IC8-SQ-AL | Square Grilles for 6 in. or 8 in. Reference and Ultimate In-Ceiling Speakers, Aluminum, 1 Pair | 100 | 65 | 60 | 70
SPKA-GRILLE-IC6/IC8-SQ-W-T | Square Grilles for 6 in. or 8 in. Reference and Ultimate In-Ceiling Speakers, White, 1 Pair | 78 | 50.7 | 46.8 | 54.6
SPKA-GRILLE-IC6/IC8-W-T | Round Grilles for 6 in. or 8 in. Reference and Ultimate In-Ceiling Speakers, White, 1 Pair | 78 | 50.7 | 46.8 | 54.6
SPKA-GRILLE-IC602-B | Round Grilles for 6.5 in. In-Ceiling Speakers, Black, 2 Pack | 78 | 50.7 | 46.8 | 54.6
SPKA-GRILLE-IC610-B | Round Grilles for Saros® 6.5” In-Ceiling Speakers, Black, 10 Pack | 330 | 214.5 | 198 | 231
SPKA-GRILLE-IC610-W | Round Grilles for Saros® 6.5” In-Ceiling Speakers, White, 10 Pack | 330 | 214.5 | 198 | 231
SPKA-GRILLE-IC802-B | Round Grilles for 8 in. In-Ceiling Speakers, Black, 2 Pack | 78 | 50.7 | 46.8 | 54.6
SPKA-GRILLE-IC810-B | Round Grilles for Saros® 8” In-Ceiling Speakers, Black, 10 Pack | 330 | 214.5 | 198 | 231
SPKA-GRILLE-IC810-W | Round Grilles for Saros® 8” In-Ceiling Speakers, White, 10 Pack | 330 | 214.5 | 198 | 231
SPKA-GRILLE-IW4X8-AL | Rectangular Grilles for 4 in. X 8 in. Reference In-Wall Speakers, Aluminum, 1 Pair | 110 | 71.5 | 66 | 77
SPKA-GRILLE-IW4X8-W-T | Rectangular Grilles for 4 in. X 8 in. Reference In-Wall Speakers, White, 1 Pair | 78 | 50.7 | 46.8 | 54.6
SPKA-GRILLE-IWLCR62-AL | Rectangular Grilles for LCR Ultimate In-Wall Speakers, Aluminum, 1 Pair | 110 | 71.5 | 66 | 77
SPKA-GRILLE-IWLCR62-W-T | Rectangular Grilles for LCR Ultimate In-Wall Speakers, White, 1 Pair | 88 | 57.2 | 52.8 | 61.6
SPKA-NCTP-IC410 | New-Construction Speaker Templates for Saros® 4” In-Ceiling Speakers, Flat, 10 Pack | 276 | 179.4 | 165.6 | 193.2
SPKA-NCTP-IC411 | New-Construction Speaker Templates for Saros® 4” In-Ceiling Speakers, Collared, 10 Pack | 276 | 179.4 | 165.6 | 193.2
SPKA-NCTP-IC6/IC8 | New-Construction Speaker Templates for 6 in. or 8 in. Reference and Ultimate In-Ceiling Speakers, 10 Pack | 176 | 114.4 | 105.6 | 123.2
SPKA-NCTP-IC610 | New-Construction Speaker Templates for Saros® 6.5” In-Ceiling Speakers, Flat, 10 Pack | 276 | 179.4 | 165.6 | 193.2
SPKA-NCTP-IC611 | New-Construction Speaker Templates for Saros® 6.5” In-Ceiling Speakers, Collared, 10 Pack | 276 | 179.4 | 165.6 | 193.2
SPKA-NCTP-IC810 | New-Construction Speaker Templates for Saros® 8” In-Ceiling Speakers, Flat, 10 Pack | 330 | 214.5 | 198 | 231
SPKA-NCTP-IC811 | New-Construction Speaker Templates for Saros® 8” In-Ceiling Speakers, Collared, 10 Pack | 330 | 214.5 | 198 | 231
SPKA-NCTP-IW4X8 | New-Construction Speaker Templates for Reference IW4X8 In-Wall Speakers, 1 Pair | 66 | 42.9 | 39.6 | 46.2
SPKA-NCTP-IWLCR62 | New-Construction Speaker Template for Ultimate IWLCR62 In-Wall Speakers, 1 Pair | 66 | 42.9 | 39.6 | 46.2
SPKA-PMK-IC6/IC8 | Preconstruction Mounting Kit for Reference and Ultimate In-Ceiling Speakers, 8 Pack | 418 | 271.7 | 250.8 | 292.6
SPKA-PMK-SMT6T-B-T | Preconstruction Mounting Kit for Saros® SMT6T Speakers, Black Textured | 70 | 45.5 | 42 | 49
[Just Released]
SPKA-PMK-SMT6T-W-T | Preconstruction Mounting Kit for Saros® SMT6T Speakers, White Textured | 70 | 45.5 | 42 | 49
[Just Released]
SPKA-PMK-SMT8T-B-T | Preconstruction Mounting Kit for Saros® SMT8T Speakers, Black Textured | 70 | 45.5 | 42 | 49
[Just Released]
SPKA-PMK-SMT8T-W-T | Preconstruction Mounting Kit for Saros® SMT8T Speakers, White Textured | 70 | 45.5 | 42 | 49
[Just Released]
SPKA-SMK/TREEMK-REFERENCE-OD4 | Surface/Tree Mount Brackets with Knuckle Adapter for 4 in. Reference Outdoor Speaker, Single | 100 | 65 | 60 | 70
SPKA-SMK/TREEMK-ULTIMATE-OD6 | Surface/Tree Mount Brackets for 6 in. Ultimate Outdoor Speaker, Single | 56 | 36.4 | 33.6 | 39.2
SPKA-ST-15 | Safety Tether/Tie Down Kits, 10 Sets | 166 | 107.9 | 99.6 | 116.2
SPKA-STAKE-OD-18 | 17.7 in. Ground Stake for Reference or Ultimate Outdoor Speakers, Single | 56 | 36.4 | 33.6 | 39.2
SSC-100-EL | Room Availability Hallway Sign, Ceiling Mount, Enhanced Legibility, Without Engraving | 386 | 250.9 | 231.6 | 270.2
SSC-102-EL | Room Availability Hallway Sign, Ceiling Mount, Enhanced Legibility, Includes Custom Engraving | 440 | 286 | 264 | 308
SSC-ACR-100-EL | Replacement Acrylic Sign Face for SSC Series, Enhanced Legibility, Without Engraving | 110 | 71.5 | 66 | 77
SSC-ACR-102-EL | Replacement Acrylic Sign Face for SSC Series, Enhanced Legibility, Includes Custom Engraving | 144 | 93.6 | 86.4 | 100.8
SSW-100-EL | Room Availability Hallway Sign, Wall Mount, Enhanced Legibility, Without Engraving | 386 | 250.9 | 231.6 | 270.2
SSW-102-EL | Room Availability Hallway Sign, Wall Mount, Enhanced Legibility, Includes Custom Engraving | 440 | 286 | 264 | 308
SSW-ACR-100-EL | Replacement Acrylic Sign Face for SSW Series, Enhanced Legibility, Without Engraving | 110 | 71.5 | 66 | 77
SSW-ACR-102-EL | Replacement Acrylic Sign Face for SSW Series, Enhanced Legibility, Includes Custom Engraving | 144 | 93.6 | 86.4 | 100.8
SSW-MUMK | Mullion Mount Kit for SIW & SSW Series | 166 | 107.9 | 99.6 | 116.2
STIRP | IR Emitter Probe w/3.5mm Mini Phone Plug | 56 | 36.4 | 33.6 | 39.2
ST-RMK | Rack Mount Kit for 1RU Half-Width Devices | 166 | 107.9 | 99.6 | 116.2
ST-SPL | IR Splitter | 110 | 71.5 | 66 | 77
ST-XX | Custom Serial Interface Cable for RJ11-type Com Ports | Contact | Call For Quote | Call For Quote | Call For Quote
SW-3SERIES-BACNET-50+ | BACnet™ Network/IP Support for 3-Series® and 4-Series™ Control Systems | 1100 | 715 | 660 | 770
SW-DMPS3-AIRMEDIA | AirMedia® License for DMPS3-4K-250-C & DMPS3-4K-350-C | 880 | 572 | 528 | 616
SW-FUSION-C-3 | Crestron Fusion® Cloud; 250 rooms; 3-year service, support, and updates | 22000 | 14300 | 13200 | 15400
SW-FUSION-P-L | Crestron Fusion® On-premises; Unlimited rooms; lifetime service, support, and updates | 5500 | 3575 | 3300 | 3850
SW-HS-1-C | Crestron Fusion® Cloud Room Scheduling; 1-year service, support, and updates for one touch screen | 276 | 179.4 | 165.6 | 193.2
SW-HS-1-P | Crestron Fusion® On-premises Room Scheduling; 1-year service, support, and updates for one touch screen | 276 | 179.4 | 165.6 | 193.2
SW-HS-3-C | Crestron Fusion® Cloud Room Scheduling; 3-year service, support, and updates for one touch screen | 496 | 322.4 | 297.6 | 347.2
SW-HS-3-P | Crestron Fusion® On-premises Room Scheduling; 3-year service, support, and updates for one touch screen | 496 | 322.4 | 297.6 | 347.2
SW-HS-L-C | Crestron Fusion® Cloud Room Scheduling; lifetime service, support, and updates for one touch screen | 826 | 536.9 | 495.6 | 578.2
SW-HS-L-P | Crestron Fusion® On-premises Room Scheduling; lifetime service, support, and updates for one touch screen | 826 | 536.9 | 495.6 | 578.2
SW-HUB4-PROG | Custom Program License for ZUM-HUB4 | CONTACT FOR PRICING | Call For Quote | Call For Quote | Call For Quote
[Available June 1st, 2022]
SW-MOBILITY | Mobility License for Crestron Software | 550 | 357.5 | 330 | 385
SW-RMC3-10PROG | 10 Program MPA Support License for RMC3, RMC4, MPC3, and MC4 Series | 440 | 286 | 264 | 308
SW-VMK-WIN | TouchPoint® Virtual Mouse & Keyboard Software for Windows® | N/A | Call For Quote | Call For Quote | Call For Quote
SW-XIOC-API | XiO Cloud® Provisioning and Management Service, REST API License for one room per month | 2 | 1.3 | 1.2 | 1.4
SW-XIOC-EM | XiO Cloud® Provisioning and Management Service, Endpoint Management License for one room per month | 6 | 3.9 | 3.6 | 4.2
SW-XIOC-S | XiO Cloud® Provisioning and Management Service, Support License for one room per month | 8 | 5.2 | 4.8 | 5.6
THREE-GANG | Three Gang USA Plastic Back Box w/nails | 6 | 3.9 | 3.6 | 4.2
THREE-GANG-QM | Three Gang USA Plastic Back Box for transmitters | 6 | 3.9 | 3.6 | 4.2
THREE-GANG-SC | Three Gang USA BAck Box w/ears and swing clamps | 6 | 3.9 | 3.6 | 4.2
TPMC-8X-BTP | Internal Battery Pack for TPMC-8X or TPMC-8X-GA | 166 | 107.9 | 99.6 | 116.2
TPS-6X-BTP | Replacement battery pack for TPS-6X | 110 | 71.5 | 66 | 77
TS-1070-B-S | 10.1 in. Tabletop Touch Screen, Black Smooth | 3300 | 2145 | 1980 | 2310
TS-1070-GV-B-S | 10.1 in. Tabletop Touch Screen, Government Version, Black Smooth | 3300 | 2145 | 1980 | 2310
TS-1070-GV-W-S | 10.1 in. Tabletop Touch Screen, Government Version, White Smooth | 3300 | 2145 | 1980 | 2310
TS-1070R-B | 10.1 in. Tabletop Touch Screen, Crestron Home® OS Version, Black | 2530 | 1644.5 | 1518 | 1771
TS-1070R-W | 10.1 in. Tabletop Touch Screen, Crestron Home® OS Version, White | 2530 | 1644.5 | 1518 | 1771
TS-1070-W-S | 10.1 in. Tabletop Touch Screen, White Smooth | 3300 | 2145 | 1980 | 2310
TS-770/1070-SMK | Swivel Mount Kit for TS-70 Series | 220 | 143 | 132 | 154
TS-770-B-S | 7 in. Tabletop Touch Screen, Black Smooth | 2200 | 1430 | 1320 | 1540
TS-770-GV-B-S | 7 in. Tabletop Touch Screen, Government Version, Black Smooth | 2200 | 1430 | 1320 | 1540
TS-770-GV-W-S | 7 in. Tabletop Touch Screen, Government Version, White Smooth | 2200 | 1430 | 1320 | 1540
TS-770R-B | 7 in. Tabletop Touch Screen, Crestron Home® OS Version, Black | 1760 | 1144 | 1056 | 1232
TS-770R-W | 7 in. Tabletop Touch Screen, Crestron Home® OS Version, White | 1760 | 1144 | 1056 | 1232
TS-770-W-S | 7 in. Tabletop Touch Screen, White Smooth | 2200 | 1430 | 1320 | 1540
TSD-2220-B | 21.5” HD Touch Screen Display, Black | 2200 | 1430 | 1320 | 1540
TSR-302-BTP | Battery Pack for TSR-302 | 88 | 57.2 | 52.8 | 61.6
TSR-310 | Handheld Touch Screen Remote | 1100 | 715 | 660 | 770
TSR-310-BTP | Battery Pack for TSR-310 | 88 | 57.2 | 52.8 | 61.6
TSR-310-DS | Table Dock for TSR-310 | 276 | 179.4 | 165.6 | 193.2
TSS-1070-B-S | 10.1 in. Room Scheduling Touch Screen, Black Smooth | 1760 | 1144 | 1056 | 1232
TSS-1070-B-S-LB KIT | 10.1 in. Room Scheduling Touch Screen, Black Smooth, includes one TSW-1070-LB-B-S light bar | 2200 | 1430 | 1320 | 1540
TSS-1070-T-B-S-LB KIT | 10.1 in. Room Scheduling Touch Screen for Microsoft Teams® Software, Black Smooth, includes one TSW-1070-LB-B-S light bar | 2200 | 1430 | 1320 | 1540
TSS-1070-T-W-S-LB KIT | 10.1 in. Room Scheduling Touch Screen for Microsoft Teams® Software, White Smooth, includes one TSW-1070-LB-W-S light bar | 2200 | 1430 | 1320 | 1540
TSS-1070-W-S | 10.1 in. Room Scheduling Touch Screen, White Smooth | 1760 | 1144 | 1056 | 1232
TSS-1070-W-S-LB KIT | 10.1 in. Room Scheduling Touch Screen, White Smooth, includes one TSW-1070-LB-W-S light bar | 2200 | 1430 | 1320 | 1540
TSS-770-B-S | 7 in. Room Scheduling Touch Screen, Black Smooth | 1430 | 929.5 | 858 | 1001
TSS-770-B-S-LB KIT | 7 in. Room Scheduling Touch Screen, Black Smooth, includes one TSW-770-LB-B-S light bar | 1870 | 1215.5 | 1122 | 1309
TSS-770-T-B-S-LB KIT | 7 in. Room Scheduling Touch Screen for Microsoft Teams® Software, Black Smooth, includes one TSW-770-LB-B-S light bar | 1870 | 1215.5 | 1122 | 1309
TSS-770-T-W-S-LB KIT | 7 in. Room Scheduling Touch Screen for Microsoft Teams® Software, White Smooth, includes one TSW-770-LB-W-S light bar | 1870 | 1215.5 | 1122 | 1309
TSS-770-W-S | 7 in. Room Scheduling Touch Screen,White Smooth | 1430 | 929.5 | 858 | 1001
TSS-770-W-S-LB KIT | 7 in. Room Scheduling Touch Screen, White Smooth, includes one TSW-770-LB-W-S light bar | 1870 | 1215.5 | 1122 | 1309
TST-600-BTP | Battery Pack for TST-600 & TST-602 | 110 | 71.5 | 66 | 77
TST-602-FP-BKLT-B-S_FRONT_BEZEL_ENGRAVED | Button Bezel Kit w/Custom Backlit Engraving for TST-602, Black Smooth | 166 | 107.9 | 99.6 | 116.2
[Limited Supply]
TST-602-FP-BKLT-B-T_FRONT_BEZEL_ENGRAVED | Button Bezel Kit w/Custom Backlit Engraving for TST-602, Black Textured | 166 | 107.9 | 99.6 | 116.2
[Limited Supply]
TST-602-FPW-S_FRONT_BEZEL_ENGRAVED | Button Bezel Kit w/Custom Engraving for TST-602, White Smooth | 166 | 107.9 | 99.6 | 116.2
[Limited Supply]
TST-902 | 8.7 in. Wireless Touch Screen | 4180 | 2717 | 2508 | 2926
TST-902-BTP | Battery Pack for TST-902 | 166 | 107.9 | 99.6 | 116.2
TST-902-DS | Table Dock for TST-902 | 220 | 143 | 132 | 154
TST-902-DSW | Wall Dock for TST-902 | 1650 | 1072.5 | 990 | 1155
TST-902-DSW-BB | Wall Mount Back Box for TST-902-DSW | 220 | 143 | 132 | 154
TST-902-DSW-BBI | Wall Mount Back Box for TST-902-DSW, International | 166 | 107.9 | 99.6 | 116.2
TST-902-DSW-PMK | Preconstruction Mounting Kit for TST-902-DSW | 110 | 71.5 | 66 | 77
TST-902-DSW-WMKM | Postconstruction Wall Mount Kit with Mud Ring for TST-902-DSW | 198 | 128.7 | 118.8 | 138.6
TST-902-DSW-WMKT | Postconstruction Wall Mount Kit with Trim Ring for TST-902-DSW | 198 | 128.7 | 118.8 | 138.6
TSW-1070-B-S | 10.1 in. Wall Mount Touch Screen, Black Smooth | 3080 | 2002 | 1848 | 2156
TSW-1070-GV-B-S | 10.1 in. Wall Mount Touch Screen, Government Version, Black Smooth | 3080 | 2002 | 1848 | 2156
TSW-1070-GV-W-S | 10.1 in. Wall Mount Touch Screen, Government Version, White Smooth | 3080 | 2002 | 1848 | 2156
TSW-1070-LB-B-S | Room Availability Light Bar for TSW-1070 Series, Black Smooth | 440 | 286 | 264 | 308
TSW-1070-LB-W-S | Room Availability Light Bar for TSW-1070 Series, White Smooth | 440 | 286 | 264 | 308
TSW-1070-MSMK-B-S | Multisurface Mount Kit for TSW-1070 Series, Black Smooth | 220 | 143 | 132 | 154
TSW-1070-MSMK-W-S | Multisurface Mount Kit for TSW-1070 Series, White Smooth | 220 | 143 | 132 | 154
TSW-1070R-B | 10.1 in. Wall Mount Touch Screen, Crestron Home® OS Version, Black | 2090 | 1358.5 | 1254 | 1463
TSW-1070-RMB-3 | Retrofit Mounting Bracket for TSW-1070 Series - Converts from TPS-6L | 122 | 79.3 | 73.2 | 85.4
TSW-1070-RMB-4-B | Retrofit Mounting Bracket for TSW-1070 Series, Black - Converts from TSW-760/1060-MSMK-B-S | 100 | 65 | 60 | 70
TSW-1070-RMB-4-W | Retrofit Mounting Bracket for TSW 1070 Series, White - Converts from TSW-760/1060-MSMK-W-S | 100 | 65 | 60 | 70
TSW-1070-RMK-2 | Rack Mount Kit for TSW-1070 Series | 220 | 143 | 132 | 154
TSW-1070R-W | 10.1 in. Wall Mount Touch Screen, Crestron Home® OS Version, White | 2090 | 1358.5 | 1254 | 1463
TSW-1070-W-S | 10.1 in. Wall Mount Touch Screen, White Smooth | 3080 | 2002 | 1848 | 2156
TSW-570/770-RMK-1 | Rack Mount Kit for TSW-570 and TSW-770 Series | 220 | 143 | 132 | 154
TSW-570-B-S | 5 in. Wall Mount Touch Screen, Black Smooth | 1430 | 929.5 | 858 | 1001
TSW-570P-B-S | 5 in. Wall Mount Touch Screen, Portrait, Black Smooth | 1210 | 786.5 | 726 | 847
TSW-570PR-B | 5 in. Wall Mount Touch Screen, Portrait, Crestron Home® OS Version, Black | 1100 | 715 | 660 | 770
TSW-570PR-W | 5 in. Wall Mount Touch Screen, Portrait, Crestron Home® OS Version, White | 1100 | 715 | 660 | 770
TSW-570P-W-S | 5 in. Wall Mount Touch Screen, Portrait, White Smooth | 1210 | 786.5 | 726 | 847
TSW-570-W-S | 5 in. Wall Mount Touch Screen, White Smooth | 1430 | 929.5 | 858 | 1001
TSW-770/1070-MSMK-ANG-B-S | Multisurface Mount Kit for TSW-770 and TSW-1070 Series, Angled, Black Smooth | 220 | 143 | 132 | 154
TSW-770/1070-MSMK-ANG-W-S | Multisurface Mount Kit for TSW-770 and TSW-1070 Series, Angled, White Smooth | 220 | 143 | 132 | 154
TSW-770/1070-MUMK-B | Mullion Mount Kit for TSW-770 and TSW-1070 Series, Black | 220 | 143 | 132 | 154
TSW-770/1070-MUMK-PNLCVR-B | TSW-70 Series MUMK Panel Cover, Black | 34 | 22.1 | 20.4 | 23.8
TSW-770/1070-MUMK-PNLCVR-W | TSW-70 Series MUMK Panel Cover, White | 34 | 22.1 | 20.4 | 23.8
TSW-770/1070-MUMK-W | Mullion Mount Kit for TSW-770 and TSW-1070 Series, White | 220 | 143 | 132 | 154
TSW-770/1070-RMB-1 | Retrofit Mounting Bracket for TSW-770 and TSW-1070 Series - Converts from APAD, CT/LC-1000, or TPS-2000L | 110 | 71.5 | 66 | 77
TSW-770/1070-RMB-2 | Retrofit Mounting Bracket for TSW-770 and TSW-1070 Series - Converts from TPS-4L | 110 | 71.5 | 66 | 77
TSW-770-B-S | 7 in. Wall Mount Touch Screen, Black Smooth | 1980 | 1287 | 1188 | 1386
TSW-770-FP-B-S | Face Plate for TSW-770 Series, Black Smooth | 34 | 22.1 | 20.4 | 23.8
TSW-770-FP-W-S | Face Plate for TSW-770 Series, White Smooth | 34 | 22.1 | 20.4 | 23.8
TSW-770-GV-B-S | 7 in. Wall Mount Touch Screen, Government Version, Black Smooth | 1980 | 1287 | 1188 | 1386
TSW-770-GV-W-S | 7 in. Wall Mount Touch Screen, Government Version, White Smooth | 1980 | 1287 | 1188 | 1386
TSW-770-LB-B-S | Room Availability Light Bar for TSW-770 Series, Black Smooth | 440 | 286 | 264 | 308
TSW-770-LB-W-S | Room Availability Light Bar for TSW-770 Series, White Smooth | 440 | 286 | 264 | 308
TSW-770-MSMK-B-S | Multisurface Mount Kit for TSW-770 Series, Black Smooth | 166 | 107.9 | 99.6 | 116.2
TSW-770-MSMK-W-S | Multisurface Mount Kit for TSW-770 Series, White Smooth | 166 | 107.9 | 99.6 | 116.2
TSW-770R-B | 7 in. Wall Mount Touch Screen, Crestron Home® OS Version, Black | 1540 | 1001 | 924 | 1078
TSW-770R-W | 7 in. Wall Mount Touch Screen, Crestron Home® OS Version, White | 1540 | 1001 | 924 | 1078
TSW-770-W-S | 7 in. Wall Mount Touch Screen, White Smooth | 1980 | 1287 | 1188 | 1386
TSW-UMB-570P-PMK | Preconstruction Mounting Kit for TSW-570P, Portrait | 34 | 22.1 | 20.4 | 23.8
TSW-UMB-70 | Universal Mounting Bracket for TSW-70 Series | 44 | 28.6 | 26.4 | 30.8
TSW-UMB-70-BBI | Wall Mount Back Box for TSW-70 Series | 100 | 65 | 60 | 70
TSW-UMB-70-PMK | Preconstruction Mounting Kit for TSW-70 Series | 34 | 22.1 | 20.4 | 23.8
TT-100-B-T | Crestron Connect It™ Cable Caddy w/120V Outlet, No Cables, Black Textured | 330 | 214.5 | 198 | 231
TTK-MP/MPC/IPAC-B-T | Tabletop Kit for MPC3-302, MP-B10, & MP-B20 Series; Black Textured | 110 | 71.5 | 66 | 77
TTK-MP/MPC/IPAC-W | Tabletop Kit for MPC3-302, MP-B10, & MP-B20 Series; White | 110 | 71.5 | 66 | 77
TWO-GANG | Two Gang USA Plastic Box w/nails | 6 | 3.9 | 3.6 | 4.2
TWO-GANG-BR-SC | Two Gang USA Bracket w/swing clamps | 4 | 2.6 | 2.4 | 2.8
TWO-GANG-SC | Two Gang USA Plastic Box w/ears and swing clamps | 4 | 2.6 | 2.4 | 2.8
UCA-PWE-UC-2/UC-P8/P10 | PoE Injector for UC-2, UC-P8, and UC-P10 Series Devices | 56 | 36.4 | 33.6 | 39.2
UCA-RMK-1U | Rack Mount Kit for UC Engine Bracket Assembly | 66 | 42.9 | 39.6 | 46.2
UCA-SMKR-UC2-3 | Swivel Mount Cable Retractor for Crestron Flex Advanced Tabletop Small Room Conference System | 478 | 310.7 | 286.8 | 334.6
UCA-SMK-UC2 | Swivel Mount for Crestron Flex Tabletop Small Room Conference System | 220 | 143 | 132 | 154
UCA-WMK-UC-P8/P10 | Wall Mount Kit for UC-P8 and UC-P10 Series Devices | 66 | 42.9 | 39.6 | 46.2
UC-B30-T | Crestron Flex Small Room Conference System with Video Soundbar for Microsoft Teams® Rooms | 6416 | 4170.4 | 3849.6 | 4491.2
UC-B30-T-WM | Crestron Flex Small Room Conference System with Video Soundbar and Wall Mounted Control Interface for Microsoft Teams® Rooms | 6416 | 4170.4 | 3849.6 | 4491.2
UC-B30-Z | Crestron Flex Small Room Conference System with Video Soundbar for Zoom Rooms™ Software | 6416 | 4170.4 | 3849.6 | 4491.2
UC-B30-Z-WM | Crestron Flex Small Room Conference System with Video Soundbar and Wall Mounted Control Interface for Zoom Rooms™ Software | 6416 | 4170.4 | 3849.6 | 4491.2
UC-B31-T | Crestron Flex Small Room Conference System with Jabra® PanaCast 50 Video Bar for Microsoft Teams® Rooms | 7730 | 5024.5 | 4638 | 5411
UC-B31-T-WM | Crestron Flex Small Room Conference System with Jabra® PanaCast 50 Video Bar and Wall Mounted Control Interface for Microsoft Teams® Rooms | 7730 | 5024.5 | 4638 | 5411
UC-B31-Z | Crestron Flex Small Room Conference System with Jabra® PanaCast 50 Video Bar for Zoom Rooms™ Software | 7730 | 5024.5 | 4638 | 5411
UC-B31-Z-WM | Crestron Flex Small Room Conference System with Jabra® PanaCast 50 Video Bar and Wall Mounted Control Interface for Zoom Rooms™ Software | 7730 | 5024.5 | 4638 | 5411
UC-BX30-T | Crestron Flex Advanced Small Room Conference System with Video Soundbar for Microsoft Teams® Rooms | 8800 | 5720 | 5280 | 6160
UC-BX30-T-WM | Crestron Flex Advanced Small Room Conference System with Video Soundbar and Wall Mounted Control Interface for Microsoft Teams® Rooms | 8800 | 5720 | 5280 | 6160
UC-BX30-Z | Crestron Flex Advanced Small Room Conference System with Video Soundbar for Zoom Rooms™ Software | 8800 | 5720 | 5280 | 6160
UC-BX30-Z-WM | Crestron Flex Advanced Small Room Conference System with Video Soundbar and Wall Mounted Control Interface for Zoom Rooms™ Software | 8800 | 5720 | 5280 | 6160
UC-BX31-T | Crestron Flex Advanced Small Room Conference System with Jabra® PanaCast 50 Video Bar for Microsoft Teams® Rooms | 9930 | 6454.5 | 5958 | 6951
UC-BX31-T-WM | Crestron Flex Advanced Small Room Conference System with Jabra® PanaCast 50 Video Bar and Wall Mounted Control Interface for Microsoft Teams® Rooms | 9930 | 6454.5 | 5958 | 6951
UC-BX31-Z | Crestron Flex Advanced Small Room Conference System with Jabra® PanaCast 50 Video Bar for Zoom Rooms™ Software | 9930 | 6454.5 | 5958 | 6951
UC-BX31-Z-WM | Crestron Flex Advanced Small Room Conference System with Jabra® PanaCast 50 Video Bar and Wall Mounted Control Interface for Zoom Rooms™ Software | 9930 | 6454.5 | 5958 | 6951
UC-C100-T | Crestron Flex Video Conference System Integrator Kit for Microsoft Teams® Rooms | 5134 | 3337.1 | 3080.4 | 3593.8
UC-C100-T-WM | Crestron Flex Video Conference System Integrator Kit with a Wall Mounted Control Interface for Microsoft Teams® Rooms | 5134 | 3337.1 | 3080.4 | 3593.8
UC-C100-Z | Crestron Flex Video Conference System Integrator Kit for Zoom Rooms™ Software | 5134 | 3337.1 | 3080.4 | 3593.8
UC-C100-Z-WM | Crestron Flex Video Conference System Integrator Kit with a Wall Mounted Control Interface for Zoom Rooms™ Software | 5134 | 3337.1 | 3080.4 | 3593.8
UC-CAM-WMK | Wall Mount Kit for Crestron® Cameras | 44 | 28.6 | 26.4 | 30.8
UC-CX100-T | Crestron Flex Advanced Video Conference System Integrator Kit for Microsoft Teams® Rooms | 7334 | 4767.1 | 4400.4 | 5133.8
UC-CX100-T-WM | Crestron Flex Advanced Video Conference System Integrator Kit with a Wall Mounted Control Interface for Microsoft Teams® Rooms | 7334 | 4767.1 | 4400.4 | 5133.8
UC-CX100-Z | Crestron Flex Advanced Video Conference System Integrator Kit for Zoom Rooms™ Software | 7334 | 4767.1 | 4400.4 | 5133.8
UC-CX100-Z-WM | Crestron Flex Advanced Video Conference System Integrator Kit with a Wall Mounted Control Interface for Zoom Rooms™ Software | 7334 | 4767.1 | 4400.4 | 5133.8
UC-FCB-T | Crestron Flex R-Series Mobile UC System for Microsoft Teams® Rooms | 16500 | 10725 | 9900 | 11550
UC-FCB-Z | Crestron Flex R-Series Mobile UC System for Zoom Rooms™ Software | 16500 | 10725 | 9900 | 11550
UC-FCM-T | Crestron Flex R-Series Plus Mobile UC System for Microsoft Teams® Rooms | 15584 | 10129.6 | 9350.4 | 10908.8
UC-FCM-U | Crestron Flex R-Series Plus Mobile UC System with Universal Platform Support | 12834 | 8342.1 | 7700.4 | 8983.8
UC-FCMX-T | Crestron Flex R-Series Plus Mobile UC System with BYOD Support for Microsoft Teams® Rooms | 18150 | 11797.5 | 10890 | 12705
UC-FCMX-Z | Crestron Flex R-Series Plus Mobile UC System with BYOD Support for Zoom Rooms™ Software | 18150 | 11797.5 | 10890 | 12705
UC-FCM-Z | Crestron Flex R-Series Plus Mobile UC System for Zoom Rooms™ Software | 15584 | 10129.6 | 9350.4 | 10908.8
UC-FLEXCARE | Premium Crestron Flex Support for New M, MM, B, or R-Series Systems | 350 | 227.5 | 210 | 245
UC-FLEXCARE-C | Premium Crestron Flex Support for New C-Series Systems | 550 | 357.5 | 330 | 385
UC-FLEXCARE-PSERIES | Premium Crestron Flex Support for New P-Series Phones | 40 | 26 | 24 | 28
UC-FLEXCARE-TA | Premium Crestron Flex Support for New UC-MM30-TA(-I) Systems | 40 | 26 | 24 | 28
UC-HUB-USB | 4-Port USB 3.0 Hub w/2A USB Power Adapter (Not sold separately) | Pricing N/A | Call For Quote | Call For Quote | Call For Quote
UC-M50-T | Crestron Flex Tabletop Medium Room Video Conference System for Microsoft Teams® Rooms | 6966 | 4527.9 | 4179.6 | 4876.2
UC-M50-T-UPGRD | Crestron Flex Medium Room Upgrade Solution with Microsoft Teams® Rooms | 3800 | 2470 | 2280 | 2660
UC-M50-U | Crestron Flex Tabletop Medium Room Video Conference System | 4216 | 2740.4 | 2529.6 | 2951.2
UC-M50-UA | Crestron Flex Tabletop Medium Room Audio Conference System | 2200 | 1430 | 1320 | 1540
UC-M50-Z | Crestron Flex Tabletop Medium Room Video Conference System for Zoom Rooms™ Software | 6966 | 4527.9 | 4179.6 | 4876.2
UC-M50-Z-UPGRD | Crestron Flex Medium Room Upgrade Solution with Zoom Rooms™ Software | 3800 | 2470 | 2280 | 2660
UC-M70-T | Crestron Flex Tabletop Large Room Video Conference System for Microsoft Teams® Rooms | 8616 | 5600.4 | 5169.6 | 6031.2
UC-M70-U | Crestron Flex Tabletop Large Room Video Conference System | 4584 | 2979.6 | 2750.4 | 3208.8
UC-M70-UA | Crestron Flex Tabletop Large Room Audio Conference System | 2566 | 1667.9 | 1539.6 | 1796.2
UC-M70-Z | Crestron Flex Tabletop Large Room Video Conference System for Zoom Rooms™ Software | 8616 | 5600.4 | 5169.6 | 6031.2
UC-MM30-R | Tabletop Conference Device for Crestron Home® OS | 1650 | 1072.5 | 990 | 1155
UC-MM30-T | Crestron Flex Tabletop Small Room Video Conference System for Microsoft Teams® Rooms | 5500 | 3575 | 3300 | 3850
UC-MM30-TA | Crestron Flex Tabletop Small Room Audio Conference System for Microsoft Teams® Rooms | 1376 | 894.4 | 825.6 | 963.2
UC-MM30-Z | Crestron Flex Tabletop Small Room Video Conference System for Zoom Rooms™ Software | 5500 | 3575 | 3300 | 3850
UC-MMX30-T | Crestron Flex Advanced Tabletop Small Room Video Conference System for Microsoft Teams® Rooms | 7700 | 5005 | 4620 | 5390
UC-MMX30-Z | Crestron Flex Advanced Tabletop Small Room Video Conference System for Zoom Rooms™ Software | 7700 | 5005 | 4620 | 5390
UC-MMX30-Z-I | Crestron Flex Advanced Tabletop Small Room Video Conference System for Zoom Rooms™ Software, International | N/A | Call For Quote | Call For Quote | Call For Quote
UC-MX50-T | Crestron Flex Advanced Tabletop Medium Room Video Conference System for Microsoft Teams® Rooms | 9166 | 5957.9 | 5499.6 | 6416.2
UC-MX50-T-UPGRD | Crestron Flex Advanced Medium Room Upgrade Solution with Microsoft Teams® Rooms | 4600 | 2990 | 2760 | 3220
UC-MX50-U | Crestron Flex Advanced Tabletop Medium Room Video Conference System | 5500 | 3575 | 3300 | 3850
UC-MX50-Z | Crestron Flex Advanced Tabletop Medium Room Video Conference System for Zoom Rooms™ Software | 9166 | 5957.9 | 5499.6 | 6416.2
UC-MX50-Z-UPGRD | Crestron Flex Advanced Medium Room Upgrade Solution with Zoom Rooms™ Software | 4600 | 2990 | 2760 | 3220
UC-MX70-T | Crestron Flex Advanced Tabletop Large Room Video Conference System for Microsoft Teams® Rooms | 10084 | 6554.6 | 6050.4 | 7058.8
UC-MX70-U | Crestron Flex Advanced Tabletop Large Room Video Conference System | 5866 | 3812.9 | 3519.6 | 4106.2
UC-MX70-Z | Crestron Flex Advanced Tabletop Large Room Video Conference System for Zoom Rooms™ Software | 10084 | 6554.6 | 6050.4 | 7058.8
UC-P10-T-C-HS | Crestron Flex 10 in. Video Desk Phone with Handset for Microsoft Teams® Software | 1082 | 703.3 | 649.2 | 757.4
UC-P10-T-C-HS-I | Crestron Flex 10 in. Video Desk Phone with Handset for Microsoft Teams® Software, International | N/A | Call For Quote | Call For Quote | Call For Quote
UC-P10-TD | Crestron Flex 10 in. Display for Microsoft Teams® software | 1082 | 703.3 | 649.2 | 757.4
UC-P10-T-HS | Crestron Flex 10 in. Audio Desk Phone with Handset for Microsoft Teams® Software | 1044 | 678.6 | 626.4 | 730.8
UC-P10-T-HS-I | Crestron Flex 10 in. Audio Desk Phone with Handset for Microsoft Teams® Software, International | N/A | Call For Quote | Call For Quote | Call For Quote
UC-P8-T-C-HS | Crestron Flex 8 in. Video Desk Phone with Handset for Microsoft Teams® Software | 916 | 595.4 | 549.6 | 641.2
UC-P8-T-C-HS-I | Crestron Flex 8 in. Video Desk Phone with Handset for Microsoft Teams® Software, International | N/A | Call For Quote | Call For Quote | Call For Quote
UC-P8-TD | Crestron Flex 8 in. Display for Microsoft Teams® software | 916 | 595.4 | 549.6 | 641.2
UC-P8-T-HS | Crestron Flex 8 in. Audio Desk Phone with Handset for Microsoft Teams® Software | 862 | 560.3 | 517.2 | 603.4
UC-P8-T-HS-I | Crestron Flex 8 in. Audio Desk Phone with Handset for Microsoft Teams® Software, International | N/A | Call For Quote | Call For Quote | Call For Quote
UC-SB1 | UC Video Conference Smart Soundbar | 990 | 643.5 | 594 | 693
UC-SB1-CAM | UC Video Conference Smart Soundbar & Camera | 2000 | 1300 | 1200 | 1400
ULTIMATE IC6-AW-W-T-EACH | Ultimate 6.5 in. 2-Way All Weather In-Ceiling Speaker, White Textured, Single | 570 | 370.5 | 342 | 399
ULTIMATE IC6-W-T-EACH | Ultimate 6.5 in. 2-Way In-Ceiling Speaker, White Textured, Single | 512 | 332.8 | 307.2 | 358.4
ULTIMATE IC8-AW-W-T-EACH | Ultimate 8 in. 2-Way All Weather In-Ceiling Speaker, White Textured, Single | 660 | 429 | 396 | 462
ULTIMATE IC8-DT-AW-W-T-EACH | Ultimate 8 in. Stereo 2-Way All Weather In-Ceiling Dual Tweeter Speaker, White Textured, Single | 729 | 473.85 | 437.4 | 510.3
[Just Released]
ULTIMATE ICS8-AW-W-T-EACH | Ultimate In-Ceiling 8 in. Subwoofer, All Weather, White Textured, Single | 729 | 473.85 | 437.4 | 510.3
ULTIMATE IGS12T-BRZ-T-EACH | Ultimate 12 in. In-Ground Subwoofer, Bronze Textured, Single | 2915 | 1894.75 | 1749 | 2040.5
ULTIMATE IGS12T-PRIMED-EACH | Ultimate 12 in. In-Ground Subwoofer, Primed Paintable, Single | 2915 | 1894.75 | 1749 | 2040.5
ULTIMATE IWLCR62-W-T-EACH | Ultimate Dual 6.5 in. 2-Way In-Wall LCR Speaker, White Textured, Single | 875 | 568.75 | 525 | 612.5
ULTIMATE IWS82-AW-W-T-EACH | Ultimate In-Wall Dual 8 in. Subwoofer, All Weather, White Textured, Single | 1749 | 1136.85 | 1049.4 | 1224.3
ULTIMATE OD6T-BRZ-T-EACH | Ultimate 6 in. 2-Way Outdoor Speaker, Ribbon Tweeter, Bronze Textured, Single | 1312 | 852.8 | 787.2 | 918.4
ULTIMATE OD6T-PRIMED-EACH | Ultimate 6 in. 2-Way Outdoor Speaker, Ribbon Tweeter, Primed Paintable, Single | 1312 | 852.8 | 787.2 | 918.4
USB-EXT-2 KIT | USB over Category Cable Extender, Local and Remote | 1100 | 715 | 660 | 770
USB-EXT-2-LOCAL | USB over Category Cable Extender, Local | 550 | 357.5 | 330 | 385
USB-EXT-2-LOCAL-1G-B | USB over Category Cable Extender Wall Plate, Local, Black | 660 | 429 | 396 | 462
USB-EXT-2-LOCAL-1G-W | USB over Category Cable Extender Wall Plate, Local, White | 660 | 429 | 396 | 462
USB-EXT-2-REMOTE | USB over Category Cable Extender, Remote | 550 | 357.5 | 330 | 385
USB-EXT-2-REMOTE-1G-B | USB over Category Cable Extender Wall Plate, Remote, Black | 660 | 429 | 396 | 462
USB-EXT-2-REMOTE-1G-W | USB over Category Cable Extender Wall Plate, Remote, White | 660 | 429 | 396 | 462
USB-EXT-3 KIT | USB 3.2 Extender over CAT 6a/7 Cable, Local and Remote | 3900 | 2535 | 2340 | 2730
UTK-1U-HALF | Under-Table Mounting Kit for 1RU Half-Width Devices | 110 | 71.5 | 66 | 77
VC-4-PC-3 | Computer with Crestron Virtual Control Server Software | 3000 | 1950 | 1800 | 2100
VC-4-ROOM | Crestron Virtual Control Server Software - Single-Room License | 1000 | 650 | 600 | 700
XPANEL | Crestron Control for Computers | N/C | Call For Quote | Call For Quote | Call For Quote
ZUM-HUB4 | 4-Series™ Control Processor for Zum® Lighting Control System | 2860 | 1859 | 1716 | 2002
ZUML-HUB4-CN-PAK | Zum® Lighting Control Processor Panel, Expanded | 7920 | 5148 | 4752 | 5544
ZUML-HUB4-GW | 4-Series™ Control Processor for Zum® Lighting Control System with Wireless Gateway and Power Supply | 1980 | 1287 | 1188 | 1386
ZUML-HUB4-PAK | Zum® Lighting Control Processor Panel, Basic | 4400 | 2860 | 2640 | 3080
ZUMLINK-BTN2-A | Two Button Tree with Bezel for Zum® Light Control Keypads (ZUMLINK-KP), Pad Printed, Almond | Contact for Pricing | Call For Quote | Call For Quote | Call For Quote
ZUMLINK-BTN2-A BLANK | Two Button Tree with Bezel for Zum® Light Control Keypads (ZUMLINK-KP), Blank, Almond | Contact for Pricing | Call For Quote | Call For Quote | Call For Quote
ZUMLINK-BTN2-A ENGRAVED | Two Button Tree with Bezel for Zum® Light Control Keypads (ZUMLINK-KP), Engraved, Almond | Contact for Pricing | Call For Quote | Call For Quote | Call For Quote
ZUMLINK-BTN2-B | Two Button Tree with Bezel for Zum® Light Control Keypads (ZUMLINK-KP), Pad Printed, Black | Contact for Pricing | Call For Quote | Call For Quote | Call For Quote
ZUMLINK-BTN2-B BLANK | Two Button Tree with Bezel for Zum® Light Control Keypads (ZUMLINK-KP), Blank, Black | Contact for Pricing | Call For Quote | Call For Quote | Call For Quote
ZUMLINK-BTN2-B ENGRAVED | Two Button Tree with Bezel for Zum® Light Control Keypads (ZUMLINK-KP), Engraved, Black | Contact for Pricing | Call For Quote | Call For Quote | Call For Quote
ZUMLINK-BTN2-G | Two Button Tree with Bezel for Zum® Light Control Keypads (ZUMLINK-KP), Pad Printed, Gray | Contact for Pricing | Call For Quote | Call For Quote | Call For Quote
ZUMLINK-BTN2-G BLANK | Two Button Tree with Bezel for Zum® Light Control Keypads (ZUMLINK-KP), Blank, Gray | Contact for Pricing | Call For Quote | Call For Quote | Call For Quote
ZUMLINK-BTN2-G ENGRAVED | Two Button Tree with Bezel for Zum® Light Control Keypads (ZUMLINK-KP), Engraved, Gray | Contact for Pricing | Call For Quote | Call For Quote | Call For Quote
ZUMLINK-BTN2-R | Two Button Tree with Bezel for Zum® Light Control Keypads (ZUMLINK-KP), Pad Printed, Red | Contact for Pricing | Call For Quote | Call For Quote | Call For Quote
ZUMLINK-BTN2-R BLANK | Two Button Tree with Bezel for Zum® Light Control Keypads (ZUMLINK-KP), Blank, Red | Contact for Pricing | Call For Quote | Call For Quote | Call For Quote
ZUMLINK-BTN2-R ENGRAVED | Two Button Tree with Bezel for Zum® Light Control Keypads (ZUMLINK-KP), Engraved, Red | Contact for Pricing | Call For Quote | Call For Quote | Call For Quote
ZUMLINK-BTN2-W | Two Button Tree with Bezel for Zum® Light Control Keypads (ZUMLINK-KP), Pad Printed, White | Contact for Pricing | Call For Quote | Call For Quote | Call For Quote
ZUMLINK-BTN2-W BLANK | Two Button Tree with Bezel for Zum® Light Control Keypads (ZUMLINK-KP), Blank, White | Contact for Pricing | Call For Quote | Call For Quote | Call For Quote
ZUMLINK-BTN2-W ENGRAVED | Two Button Tree with Bezel for Zum® Light Control Keypads (ZUMLINK-KP), Engraved, White | Contact for Pricing | Call For Quote | Call For Quote | Call For Quote
ZUMLINK-BTN4-A | Four Button Tree with Bezel for Zum® Light Control Keypads (ZUMLINK KP), Pad Printed, Almond | Contact for Pricing | Call For Quote | Call For Quote | Call For Quote
ZUMLINK-BTN4-A BLANK | Four Button Tree with Bezel for Zum® Light Control Keypads (ZUMLINK KP), Blank, Almond | 22 | 14.3 | 13.2 | 15.4
ZUMLINK-BTN4-A ENGRAVED | Four Button Tree with Bezel for Zum® Light Control Keypads (ZUMLINK-KP), Engraved, Engraved, Almond | Contact for Pricing | Call For Quote | Call For Quote | Call For Quote
ZUMLINK-BTN4-B | Four Button Tree with Bezel for Zum® Light Control Keypads (ZUMLINK KP), Pad Printed, Black | Contact for Pricing | Call For Quote | Call For Quote | Call For Quote
ZUMLINK-BTN4-B BLANK | Four Button Tree with Bezel for Zum® Light Control Keypads (ZUMLINK KP), Blank, Black | 22 | 14.3 | 13.2 | 15.4
ZUMLINK-BTN4-B ENGRAVED | Four Button Tree with Bezel for Zum® Light Control Keypads (ZUMLINK-KP), Engraved, Engraved, Black | Contact for Pricing | Call For Quote | Call For Quote | Call For Quote
ZUMLINK-BTN4-G | Four Button Tree with Bezel for Zum® Light Control Keypads (ZUMLINK KP), Pad Printed, Gray | Contact for Pricing | Call For Quote | Call For Quote | Call For Quote
ZUMLINK-BTN4-G BLANK | Four Button Tree with Bezel for Zum® Light Control Keypads (ZUMLINK KP), Blank, Gray | 34 | 22.1 | 20.4 | 23.8
ZUMLINK-BTN4-G ENGRAVED | Four Button Tree with Bezel for Zum® Light Control Keypads (ZUMLINK-KP), Engraved, Engraved, Gray | Contact for Pricing | Call For Quote | Call For Quote | Call For Quote
ZUMLINK-BTN4-R | Four Button Tree with Bezel for Zum® Light Control Keypads (ZUMLINK KP), Pad Printed, Red | Contact for Pricing | Call For Quote | Call For Quote | Call For Quote
ZUMLINK-BTN4-R BLANK | Four Button Tree with Bezel for Zum® Light Control Keypads (ZUMLINK KP), Blank, Red | 34 | 22.1 | 20.4 | 23.8
ZUMLINK-BTN4-R ENGRAVED | Four Button Tree with Bezel for Zum® Light Control Keypads (ZUMLINK-KP), Engraved, Engraved, Red | Contact for Pricing | Call For Quote | Call For Quote | Call For Quote
ZUMLINK-BTN4-W | Four Button Tree with Bezel for Zum® Light Control Keypads (ZUMLINK KP), Pad Printed, White | Contact for Pricing | Call For Quote | Call For Quote | Call For Quote
ZUMLINK-BTN4-W BLANK | Four Button Tree with Bezel for Zum® Light Control Keypads (ZUMLINK KP), Blank, White | 22 | 14.3 | 13.2 | 15.4
ZUMLINK-BTN4-W ENGRAVED | Four Button Tree with Bezel for Zum® Light Control Keypads (ZUMLINK-KP), Engraved, White | Contact for Pricing | Call For Quote | Call For Quote | Call For Quote
ZUMLINK-BTN6-A | Six Button Tree with Bezel for Zum® Light Control Keypads (ZUMLINK-KP), Pad Printed, Almond | Contact for Pricing | Call For Quote | Call For Quote | Call For Quote
ZUMLINK-BTN6-A BLANK | Six Button Tree with Bezel for Zum® Light Control Keypads (ZUMLINK KP), Blank, Almond | 22 | 14.3 | 13.2 | 15.4
ZUMLINK-BTN6-A ENGRAVED | Six Button Tree with Bezel for Zum® Light Control Keypads (ZUMLINK-KP), Engraved, Engraved, Almond | Contact for Pricing | Call For Quote | Call For Quote | Call For Quote
ZUMLINK-BTN6-B | Six Button Tree with Bezel for Zum® Light Control Keypads (ZUMLINK-KP), Pad Printed, Black | Contact for Pricing | Call For Quote | Call For Quote | Call For Quote
ZUMLINK-BTN6-B BLANK | Six Button Tree with Bezel for Zum® Light Control Keypads (ZUMLINK KP), Blank, Black | 22 | 14.3 | 13.2 | 15.4
ZUMLINK-BTN6-B ENGRAVED | Six Button Tree with Bezel for Zum® Light Control Keypads (ZUMLINK-KP), Engraved, Engraved, Black | Contact for Pricing | Call For Quote | Call For Quote | Call For Quote
ZUMLINK-BTN6-G | Six Button Tree with Bezel for Zum® Light Control Keypads (ZUMLINK-KP), Pad Printed, Gray | Contact for Pricing | Call For Quote | Call For Quote | Call For Quote
ZUMLINK-BTN6-G BLANK | Six Button Tree with Bezel for Zum® Light Control Keypads (ZUMLINK KP), Blank, Gray | 34 | 22.1 | 20.4 | 23.8
ZUMLINK-BTN6-G ENGRAVED | Six Button Tree with Bezel for Zum® Light Control Keypads (ZUMLINK-KP), Engraved, Engraved, Gray | Contact for Pricing | Call For Quote | Call For Quote | Call For Quote
ZUMLINK-BTN6-R | Six Button Tree with Bezel for Zum® Light Control Keypads (ZUMLINK-KP), Pad Printed, Red | Contact for Pricing | Call For Quote | Call For Quote | Call For Quote
ZUMLINK-BTN6-R BLANK | Six Button Tree with Bezel for Zum® Light Control Keypads (ZUMLINK KP), Blank, Red | 34 | 22.1 | 20.4 | 23.8
ZUMLINK-BTN6-R ENGRAVED | Six Button Tree with Bezel for Zum® Light Control Keypads (ZUMLINK-KP), Engraved, Engraved, Red | Contact for Pricing | Call For Quote | Call For Quote | Call For Quote
ZUMLINK-BTN6-W | Six Button Tree with Bezel for Zum® Light Control Keypads (ZUMLINK-KP), Pad Printed, White | Contact for Pricing | Call For Quote | Call For Quote | Call For Quote
ZUMLINK-BTN6-W BLANK | Six Button Tree with Bezel for Zum® Light Control Keypads (ZUMLINK KP), Blank, White | 22 | 14.3 | 13.2 | 15.4
ZUMLINK-BTN6-W ENGRAVED | Six Button Tree with Bezel for Zum® Light Control Keypads (ZUMLINK-KP), Engraved, Engraved, White | Contact for Pricing | Call For Quote | Call For Quote | Call For Quote
ZUMLINK-BTN8-A | Eight Button Tree with Bezel for Zum® Light Control Keypads (ZUMLINK-KP), Pad Printed, Almond | Contact for Pricing | Call For Quote | Call For Quote | Call For Quote
ZUMLINK-BTN8-A BLANK | Eight Button Tree with Bezel for Zum® Light Control Keypads (ZUMLINK KP), Blank, Almond | 22 | 14.3 | 13.2 | 15.4
ZUMLINK-BTN8-A ENGRAVED | Eight Button Tree with Bezel for Zum® Light Control Keypads (ZUMLINK-KP), Engraved, Engraved, Almond | Contact for Pricing | Call For Quote | Call For Quote | Call For Quote
ZUMLINK-BTN8-B | Eight Button Tree with Bezel for Zum® Light Control Keypads (ZUMLINK-KP), Pad Printed, Black | Contact for Pricing | Call For Quote | Call For Quote | Call For Quote
ZUMLINK-BTN8-B BLANK | Eight Button Tree with Bezel for Zum® Light Control Keypads (ZUMLINK KP), Blank, Black | 22 | 14.3 | 13.2 | 15.4
ZUMLINK-BTN8-B ENGRAVED | Eight Button Tree with Bezel for Zum® Light Control Keypads (ZUMLINK-KP), Engraved, Engraved, Black | Contact for Pricing | Call For Quote | Call For Quote | Call For Quote
ZUMLINK-BTN8-G | Eight Button Tree with Bezel for Zum® Light Control Keypads (ZUMLINK-KP), Pad Printed, Gray | Contact for Pricing | Call For Quote | Call For Quote | Call For Quote
ZUMLINK-BTN8-G BLANK | Eight Button Tree with Bezel for Zum® Light Control Keypads (ZUMLINK KP), Blank, Gray | 34 | 22.1 | 20.4 | 23.8
ZUMLINK-BTN8-G ENGRAVED | Eight Button Tree with Bezel for Zum® Light Control Keypads (ZUMLINK-KP), Engraved, Engraved, Gray | Contact for Pricing | Call For Quote | Call For Quote | Call For Quote
ZUMLINK-BTN8-R | Eight Button Tree with Bezel for Zum® Light Control Keypads (ZUMLINK-KP), Pad Printed, Red | Contact for Pricing | Call For Quote | Call For Quote | Call For Quote
ZUMLINK-BTN8-R BLANK | Eight Button Tree with Bezel for Zum® Light Control Keypads (ZUMLINK KP), Blank, Red | 34 | 22.1 | 20.4 | 23.8
ZUMLINK-BTN8-R ENGRAVED | Eight Button Tree with Bezel for Zum® Light Control Keypads (ZUMLINK-KP), Engraved, Engraved, Red | Contact for Pricing | Call For Quote | Call For Quote | Call For Quote
ZUMLINK-BTN8-W | Eight Button Tree with Bezel for Zum® Light Control Keypads (ZUMLINK-KP), Pad Printed, White | Contact for Pricing | Call For Quote | Call For Quote | Call For Quote
ZUMLINK-BTN8-W BLANK | Eight Button Tree with Bezel for Zum® Light Control Keypads (ZUMLINK KP), Blank, White | 22 | 14.3 | 13.2 | 15.4
ZUMLINK-BTN8-W ENGRAVED | Eight Button Tree with Bezel for Zum® Light Control Keypads (ZUMLINK-KP), Engraved, Engraved, White | Contact for Pricing | Call For Quote | Call For Quote | Call For Quote
ZUMLINK-BTNR-A BLANK | Rocker Button with Bezel for Zum® Light Control Keypads (ZUMLINK KP), Blank, Almond | 22 | 14.3 | 13.2 | 15.4
ZUMLINK-BTNR-A ENGRAVED | Rocker Button with Bezel for Zum® Light Control Keypads (ZUMLINK KP), Engraved, Almond | Contact for Pricing | Call For Quote | Call For Quote | Call For Quote
ZUMLINK-BTNR-B BLANK | Rocker Button with Bezel for Zum® Light Control Keypads (ZUMLINK KP), Blank, Black | 22 | 14.3 | 13.2 | 15.4
ZUMLINK-BTNR-B ENGRAVED | Rocker Button with Bezel for Zum® Light Control Keypads (ZUMLINK KP), Engraved, Black | Contact for Pricing | Call For Quote | Call For Quote | Call For Quote
ZUMLINK-BTNR-G BLANK | Rocker Button with Bezel for Zum® Light Control Keypads (ZUMLINK KP), Blank, Gray | 34 | 22.1 | 20.4 | 23.8
ZUMLINK-BTNR-G ENGRAVED | Rocker Button with Bezel for Zum® Light Control Keypads (ZUMLINK KP), Engraved, Gray | Contact for Pricing | Call For Quote | Call For Quote | Call For Quote
ZUMLINK-BTNR-R BLANK | Rocker Button with Bezel for Zum® Light Control Keypads (ZUMLINK KP), Blank, Red | 34 | 22.1 | 20.4 | 23.8
ZUMLINK-BTNR-R ENGRAVED | Rocker Button with Bezel for Zum® Light Control Keypads (ZUMLINK KP), Engraved, Red | Contact for Pricing | Call For Quote | Call For Quote | Call For Quote
ZUMLINK-BTNR-W BLANK | Rocker Button with Bezel for Zum® Light Control Keypads (ZUMLINK KP), Blank, White | 22 | 14.3 | 13.2 | 15.4
ZUMLINK-BTNR-W ENGRAVED | Rocker Button with Bezel for Zum® Light Control Keypads (ZUMLINK KP), Engraved, White | Contact for Pricing | Call For Quote | Call For Quote | Call For Quote
ZUMLINK-CONV-CN | Zum® Wired Adapter Cable for Cresnet® Devices | 78 | 50.7 | 46.8 | 54.6
ZUMLINK-DT-QUATTRO-DLS | Zum® Wired Dual-Tech Presence Detector with Daylight Sensing and Link Communication | 310 | 201.5 | 186 | 217
ZUMLINK-DT-QUATTRO-DLS-RLY | Zum® Wired Dual-Tech Detector with Daylight Sensing, HVAC Control, and Link Communication | 340 | 221 | 204 | 238
ZUMLINK-IR-QUATTRO-DLS | Zum® Wired Infrared Presence Detector with Daylight Sensing and Link Communication | 280 | 182 | 168 | 196
ZUMLINK-IR-QUATTRO-DLS-RLY | Zum® Wired Infrared Presence Detector with Daylight Sensing, HVAC Control, and Link Communication | 320 | 208 | 192 | 224
ZUMLINK-IR-QUATTRO-HD-DLS | Zum® Wired High-Definition Infrared Presence Detector with Daylight Sensing and Link Communication | 400 | 260 | 240 | 280
ZUMLINK-IR-QUATTRO-HD-DLS-RLY | Zum® Wired High-Definition Infrared Presence Detector with Daylight Sensing, HVAC Control, and Link Communication | 460 | 299 | 276 | 322
ZUMLINK-JBOX-16A-LV | Zum® Wired J-Box Load Controller, 0-10V Dimmer, 16A, 100-277V with Link Communication | Contact for Pricing | Call For Quote | Call For Quote | Call For Quote
ZUMLINK-JBOX-20A-PLUG | Zum® Wired J-Box Load Controller, Plug Load Switch, 20A, 100-277V with Link Communication | Contact for Pricing | Call For Quote | Call For Quote | Call For Quote
ZUMLINK-JBOX-20A-SW | Zum® Wired J-Box Load Controller, High Inrush Switch, 20A, 100-277V with Link Communication | Contact for Pricing | Call For Quote | Call For Quote | Call For Quote
ZUMLINK-JBOX-PSU | Zum® Wired J-Box Power Supply | Contact for Pricing | Call For Quote | Call For Quote | Call For Quote
ZUMLINK-KP-R-W | Zum® Wired Keypad with Link Communication, Rocker Button, White, White | Contact for Pricing | Call For Quote | Call For Quote | Call For Quote
ZUMLINK-SPLTR-RJ45 | Zum® Wired RJ-45 Splitter | 22 | 14.3 | 13.2 | 15.4
ZUMLINK-US-HALLWAY-DLS | Zum® Wired Ultrasonic Dual-Direction Hallway Presence Detector with Daylight Sensing and Link Communication | 330 | 214.5 | 198 | 231
ZUMLINK-US-HALLWAY-DLS-RLY | Zum® Wired Ultrasonic Dual-Direction Hallway Presence Detector with Daylight Sensing, HVAC Control, and Link Communication | 360 | 234 | 216 | 252
ZUMLINK-US-ONEWAY-DLS | Zum® Wired Ultrasonic Single-Direction Hallway Presence Detector with Daylight Sensing and Link Communication | 320 | 208 | 192 | 224
ZUMLINK-US-ONEWAY-DLS-RLY | Zum® Wired Ultrasonic Single-Direction Hallway Presence Detector with Daylight Sensing, HVAC Control, and Link Communication | 360 | 234 | 216 | 252
ZUMLINK-US-QUATTRO-DLS | Zum® Wired Ultrasonic Presence Detector with Daylight Sensing and Link Communication | 320 | 208 | 192 | 224
ZUMLINK-US-QUATTRO-DLS-RLY | Zum® Wired Ultrasonic Detector with Daylight Sensing, HVAC Control, and Link Communication | 350 | 227.5 | 210 | 245
ZUMMESH-5A-LV-A-S | Zum™ Wireless 0-10V Wall-Box Dimmer, 5A, 100-277V, Almond Smooth | Contact | Call For Quote | Call For Quote | Call For Quote
ZUMMESH-5A-LV-B-S | Zum™ Wireless 0-10V Wall-Box Dimmer, 5A, 100-277V, Black Smooth | Contact | Call For Quote | Call For Quote | Call For Quote
ZUMMESH-5A-LV-GRY-S | Zum™ Wireless 0-10V Wall-Box Dimmer, 5A, 100-277V, Gray Smooth | Contact | Call For Quote | Call For Quote | Call For Quote
ZUMMESH-5A-LV-RED-S | Zum™ Wireless 0-10V Wall-Box Dimmer, 5A, 100-277V, Red Smooth | Contact | Call For Quote | Call For Quote | Call For Quote
ZUMMESH-5A-LV-W-S | Zum™ Wireless 0-10V Wall-Box Dimmer, 5A, 100-277V, White Smooth | Contact | Call For Quote | Call For Quote | Call For Quote
ZUMMESH-5A-SW-A-S | Zum™ Wireless Wall-Box Switch, 5A, 100-277V, Almond Smooth | Contact | Call For Quote | Call For Quote | Call For Quote
ZUMMESH-5A-SW-B-S | Zum™ Wireless Wall-Box Switch, 5A, 100-277V, Black Smooth | Contact | Call For Quote | Call For Quote | Call For Quote
ZUMMESH-5A-SW-GRY-S | Zum™ Wireless Wall-Box Switch, 5A, 100-277V, Gray Smooth | Contact | Call For Quote | Call For Quote | Call For Quote
ZUMMESH-5A-SW-RED-S | Zum™ Wireless Wall-Box Switch, 5A, 100-277V, Red Smooth | Contact | Call For Quote | Call For Quote | Call For Quote
ZUMMESH-5A-SW-W-S | Zum™ Wireless Wall-Box Switch, 5A, 100-277V, White Smooth | Contact | Call For Quote | Call For Quote | Call For Quote
ZUMMESH-AVBRIDGE | AV Bridge – Wireless Control Integration Module | 330 | 214.5 | 198 | 231
ZUMMESH-CCO | Zum™ Contact Closure Output | Contact | Call For Quote | Call For Quote | Call For Quote
ZUMMESH-DELV-A-S | Zum™ Wireless ELV Wall-Box Dimmer, 120-277V, Almond Smooth | Contact | Call For Quote | Call For Quote | Call For Quote
ZUMMESH-DELV-B-S | Zum™ Wireless ELV Wall-Box Dimmer, 120-277V, Black Smooth | Contact | Call For Quote | Call For Quote | Call For Quote
ZUMMESH-DELV-GRY-S | Zum™ Wireless ELV Wall-Box Dimmer, 120-277V, Gray Smooth | Contact | Call For Quote | Call For Quote | Call For Quote
ZUMMESH-DELV-RED-S | Zum™ Wireless ELV Wall-Box Dimmer, 120-277V, Red Smooth | Contact | Call For Quote | Call For Quote | Call For Quote
ZUMMESH-DELV-W-S | Zum™ Wireless ELV Wall-Box Dimmer, 120-277V, White Smooth | Contact | Call For Quote | Call For Quote | Call For Quote
ZUMMESH-DIM-A-S | Zum™ Wireless Wall-Box Dimmer, 120-277V, Almond Smooth | Contact | Call For Quote | Call For Quote | Call For Quote
ZUMMESH-DIM-B-S | Zum™ Wireless Wall-Box Dimmer, 120-277V, Black Smooth | Contact | Call For Quote | Call For Quote | Call For Quote
ZUMMESH-DIM-GRY-S | Zum™ Wireless Wall-Box Dimmer, 120-277V, Gray Smooth | Contact | Call For Quote | Call For Quote | Call For Quote
ZUMMESH-DIM-RED-S | Zum™ Wireless Wall-Box Dimmer, 120-277V, Red Smooth | Contact | Call For Quote | Call For Quote | Call For Quote
ZUMMESH-DIM-W-S | Zum™ Wireless Wall-Box Dimmer, 120-277V, White Smooth | Contact | Call For Quote | Call For Quote | Call For Quote
ZUMMESH-JBOX-16A-LV | Zum™ J-Box Load Controller, 0-10V Dimmer, 16A, 100-277V | Contact | Call For Quote | Call For Quote | Call For Quote
ZUMMESH-JBOX-16A-LV-EM | Zum™ Mesh Wireless J-Box Emergency Load Controller, 0-10 V Dimmer, 16 A, 100-277 V | Contact | Call For Quote | Call For Quote | Call For Quote
ZUMMESH-JBOX-20A-PLUG | Zum™ J-Box Load Controller, Plug Load Switch, 20A, 100-240V | Contact | Call For Quote | Call For Quote | Call For Quote
ZUMMESH-JBOX-20A-SW | Zum™ J-Box Load Controller, High Inrush Switch, 20A, 100-277V | Contact | Call For Quote | Call For Quote | Call For Quote
ZUMMESH-JBOX-5A-LV | Zum™ J-Box Load Controller, 0-10V Dimmer, 5A, 100-277V | Contact | Call For Quote | Call For Quote | Call For Quote
ZUMMESH-JBOX-DALI | Zum™ Wireless DALI® Controller | Contact for Pricing | Call For Quote | Call For Quote | Call For Quote
ZUMMESH-JBOX-FMKT-CP | Chicago Plenum Enclosure for Zum™ Wireless J-Box Devices | Contact for Pricing | Call For Quote | Call For Quote | Call For Quote
ZUMMESH-JBOX-PSU | Zum™ J-Box Accessory Power Supply | Contact | Call For Quote | Call For Quote | Call For Quote
ZUMMESH-JBOX-SIM | Zum™ J-Box Sensor Integration Module | Contact | Call For Quote | Call For Quote | Call For Quote
ZUMMESH-KP10A-A-S | Zum™ Wireless Keypad, Rocker Switch, 100-277V, Almond Smooth | Contact | Call For Quote | Call For Quote | Call For Quote
ZUMMESH-KP10ABATT-A-S | Zum™ Battery-Powered Wireless Keypad, Rocker Switch, Almond Smooth | Contact | Call For Quote | Call For Quote | Call For Quote
ZUMMESH-KP10ABATT-B-S | Zum™ Battery-Powered Wireless Keypad, Rocker Switch, Black Smooth | Contact | Call For Quote | Call For Quote | Call For Quote
ZUMMESH-KP10ABATT-GRY-S | Zum™ Battery-Powered Wireless Keypad, Rocker Switch, Gray Smooth | Contact | Call For Quote | Call For Quote | Call For Quote
ZUMMESH-KP10ABATT-RED-S | Zum™ Battery-Powered Wireless Keypad, Rocker Switch, Red Smooth | Contact | Call For Quote | Call For Quote | Call For Quote
ZUMMESH-KP10ABATT-W-S | Zum™ Battery-Powered Wireless Keypad, Rocker Switch, White Smooth | Contact | Call For Quote | Call For Quote | Call For Quote
ZUMMESH-KP10A-B-S | Zum™ Wireless Keypad, Rocker Switch, 100-277V, Black Smooth | Contact | Call For Quote | Call For Quote | Call For Quote
ZUMMESH-KP10A-GRY-S | Zum™ Wireless Keypad, Rocker Switch, 100-277V, Gray Smooth | Contact | Call For Quote | Call For Quote | Call For Quote
ZUMMESH-KP10AMBATT-B-S | AirMedia® Wireless Keypad for AM-200 & AM-300, Battery-Powered, Black Smooth | 132 | 85.8 | 79.2 | 92.4
ZUMMESH-KP10AMBATT-W-S | AirMedia® Wireless Keypad for AM-200 & AM-300, Battery-Powered, White Smooth | 132 | 85.8 | 79.2 | 92.4
ZUMMESH-KP10A-RED-S | Zum™ Wireless Keypad, Rocker Switch, 100-277V, Red Smooth | Contact | Call For Quote | Call For Quote | Call For Quote
ZUMMESH-KP10AV1BATT-A-S | Battery-Powered Wireless AV Keypad, 4-Button, 2 Sources & Discrete Power, Almond Smooth | 88 | 57.2 | 52.8 | 61.6
ZUMMESH-KP10AV1BATT-B-S | Battery-Powered Wireless AV Keypad, 4-Button, 2 Sources & Discrete Power, Black Smooth | 88 | 57.2 | 52.8 | 61.6
ZUMMESH-KP10AV1BATT-GRY-S | Battery-Powered Wireless AV Keypad, 4-Button, 2 Sources & Discrete Power, Gray Smooth | 88 | 57.2 | 52.8 | 61.6
ZUMMESH-KP10AV1BATT-RED-S | Battery-Powered Wireless AV Keypad, 4-Button, 2 Sources & Discrete Power, Red Smooth | 88 | 57.2 | 52.8 | 61.6
ZUMMESH-KP10AV1BATT-W-S | Battery-Powered Wireless AV Keypad, 4-Button, 2 Sources & Discrete Power, White Smooth | 88 | 57.2 | 52.8 | 61.6
ZUMMESH-KP10AV2BATT-A-S | Battery-Powered Wireless AV Keypad, 6-Button, 2 Sources & Discrete Power, Almond Smooth | 88 | 57.2 | 52.8 | 61.6
ZUMMESH-KP10AV2BATT-B-S | Battery-Powered Wireless AV Keypad, 6-Button, 2 Sources & Discrete Power, Black Smooth | 88 | 57.2 | 52.8 | 61.6
ZUMMESH-KP10AV2BATT-GRY-S | Battery-Powered Wireless AV Keypad, 6-Button, 2 Sources & Discrete Power, Gray Smooth | 88 | 57.2 | 52.8 | 61.6
ZUMMESH-KP10AV2BATT-RED-S | Battery-Powered Wireless AV Keypad, 6-Button, 2 Sources & Discrete Power, Red Smooth | 88 | 57.2 | 52.8 | 61.6
ZUMMESH-KP10AV2BATT-W-S | Battery-Powered Wireless AV Keypad, 6-Button, 2 Sources & Discrete Power, White Smooth | 88 | 57.2 | 52.8 | 61.6
ZUMMESH-KP10AV3BATT-A-S | Battery-Powered Wireless AV Keypad, 4-Button, 3 Sources & Power, Almond Smooth | 88 | 57.2 | 52.8 | 61.6
ZUMMESH-KP10AV3BATT-B-S | Battery-Powered Wireless AV Keypad, 4-Button, 3 Sources & Power, Black Smooth | 88 | 57.2 | 52.8 | 61.6
ZUMMESH-KP10AV3BATT-GRY-S | Battery-Powered Wireless AV Keypad, 4-Button, 3 Sources & Power, Gray Smooth | 88 | 57.2 | 52.8 | 61.6
ZUMMESH-KP10AV3BATT-RED-S | Battery-Powered Wireless AV Keypad, 4-Button, 3 Sources & Power, Red Smooth | 88 | 57.2 | 52.8 | 61.6
ZUMMESH-KP10AV3BATT-W-S | Battery-Powered Wireless AV Keypad, 4-Button, 3 Sources & Power, White Smooth | 88 | 57.2 | 52.8 | 61.6
ZUMMESH-KP10AV4BATT-A-S | Battery-Powered Wireless AV Keypad, 6-Button, 3 Sources & Power, Almond Smooth | 88 | 57.2 | 52.8 | 61.6
ZUMMESH-KP10AV4BATT-A-S ENGRAVED | Battery-Powered Wireless AV Keypad, 6-Button w/Custom Engraving, Almond Smooth | 132 | 85.8 | 79.2 | 92.4
ZUMMESH-KP10AV4BATT-B-S | Battery-Powered Wireless AV Keypad, 6-Button, 3 Sources & Power, Black Smooth | 88 | 57.2 | 52.8 | 61.6
ZUMMESH-KP10AV4BATT-B-S ENGRAVED | Battery-Powered Wireless AV Keypad, 6-Button w/Custom Engraving, Black Smooth | 132 | 85.8 | 79.2 | 92.4
ZUMMESH-KP10AV4BATT-GRY-S | Battery-Powered Wireless AV Keypad, 6-Button, 3 Sources & Power, Gray Smooth | 88 | 57.2 | 52.8 | 61.6
ZUMMESH-KP10AV4BATT-GRY-S ENGRAVED | Battery-Powered Wireless AV Keypad, 6-Button w/Custom Engraving, Gray Smooth | 132 | 85.8 | 79.2 | 92.4
ZUMMESH-KP10AV4BATT-RED-S | Battery-Powered Wireless AV Keypad, 6-Button, 3 Sources & Power, Red Smooth | 88 | 57.2 | 52.8 | 61.6
ZUMMESH-KP10AV4BATT-RED-S ENGRAVED | Battery-Powered Wireless AV Keypad, 6-Button w/Custom Engraving, Red Smooth | 132 | 85.8 | 79.2 | 92.4
ZUMMESH-KP10AV4BATT-W-S | Battery-Powered Wireless AV Keypad, 6-Button, 3 Sources & Power, White Smooth | 88 | 57.2 | 52.8 | 61.6
ZUMMESH-KP10AV4BATT-W-S ENGRAVED | Battery-Powered Wireless AV Keypad, 6-Button w/Custom Engraving, White Smooth | 132 | 85.8 | 79.2 | 92.4
ZUMMESH-KP10AV5BATT-A-S ENGRAVED | Battery-Powered Wireless AV Keypad, 4-Button w/Custom Engraving, Almond Smooth | 132 | 85.8 | 79.2 | 92.4
ZUMMESH-KP10AV5BATT-B-S ENGRAVED | Battery-Powered Wireless AV Keypad, 4-Button w/Custom Engraving, Black Smooth | 132 | 85.8 | 79.2 | 92.4
ZUMMESH-KP10AV5BATT-GRY-S ENGRAVED | Battery-Powered Wireless AV Keypad, 4-Button w/Custom Engraving, Gray Smooth | 132 | 85.8 | 79.2 | 92.4
ZUMMESH-KP10AV5BATT-RED-S ENGRAVED | Battery-Powered Wireless AV Keypad, 4-Button w/Custom Engraving, Red Smooth | 132 | 85.8 | 79.2 | 92.4
ZUMMESH-KP10AV5BATT-W-S ENGRAVED | Battery-Powered Wireless AV Keypad, 4-Button w/Custom Engraving, White Smooth | 132 | 85.8 | 79.2 | 92.4
ZUMMESH-KP10A-W-S | Zum™ Wireless Keypad, Rocker Switch, 100-277V, White Smooth | Contact | Call For Quote | Call For Quote | Call For Quote
ZUMMESH-KP10B-A-S | Zum™ Wireless Keypad, 4-Button, 100-277V, Almond Smooth | Contact | Call For Quote | Call For Quote | Call For Quote
ZUMMESH-KP10BBATT-A-S | Zum™ Battery-Powered Wireless Keypad, 4-Button, Almond Smooth | Contact | Call For Quote | Call For Quote | Call For Quote
ZUMMESH-KP10BBATT-B-S | Zum™ Battery-Powered Wireless Keypad, 4-Button, Black Smooth | Contact | Call For Quote | Call For Quote | Call For Quote
ZUMMESH-KP10BBATT-GRY-S | Zum™ Battery-Powered Wireless Keypad, 4-Button, Gray Smooth | Contact | Call For Quote | Call For Quote | Call For Quote
ZUMMESH-KP10BBATT-RED-S | Zum™ Battery-Powered Wireless Keypad, 4-Button, Red Smooth | Contact | Call For Quote | Call For Quote | Call For Quote
ZUMMESH-KP10BBATT-W-S | Zum™ Battery-Powered Wireless Keypad, 4-Button, White Smooth | Contact | Call For Quote | Call For Quote | Call For Quote
ZUMMESH-KP10B-B-S | Zum™ Wireless Keypad, 4-Button, 100-277V, Black Smooth | Contact | Call For Quote | Call For Quote | Call For Quote
ZUMMESH-KP10B-GRY-S | Zum™ Wireless Keypad, 4-Button, 100-277V, Gray Smooth | Contact | Call For Quote | Call For Quote | Call For Quote
ZUMMESH-KP10B-RED-S | Zum™ Wireless Keypad, 4-Button, 100-277V, Red Smooth | Contact | Call For Quote | Call For Quote | Call For Quote
ZUMMESH-KP10B-W-S | Zum™ Wireless Keypad, 4-Button, 100-277V, White Smooth | Contact | Call For Quote | Call For Quote | Call For Quote
ZUMMESH-KP10CBATT-A-S | Zum™ Battery-Powered Wireless Keypad, 6-Button, Almond Smooth | Contact | Call For Quote | Call For Quote | Call For Quote
ZUMMESH-KP10CBATT-B-S | Zum™ Battery-Powered Wireless Keypad, 6-Button, Black Smooth | Contact | Call For Quote | Call For Quote | Call For Quote
ZUMMESH-KP10CBATT-GRY-S | Zum™ Battery-Powered Wireless Keypad, 6-Button, Gray Smooth | Contact | Call For Quote | Call For Quote | Call For Quote
ZUMMESH-KP10CBATT-RED-S | Zum™ Battery-Powered Wireless Keypad, 6-Button, Red Smooth | Contact | Call For Quote | Call For Quote | Call For Quote
ZUMMESH-KP10CBATT-W-S | Zum™ Battery-Powered Wireless Keypad, 6-Button, White Smooth | Contact | Call For Quote | Call For Quote | Call For Quote
ZUMMESH-KP10DBATT-A-S | Zum™ Battery-Powered Wireless Keypad, 6-Button w/Sensor Control, Almond Smooth | Contact | Call For Quote | Call For Quote | Call For Quote
ZUMMESH-KP10DBATT-B-S | Zum™ Battery-Powered Wireless Keypad, 6-Button w/Sensor Control, Black Smooth | Contact | Call For Quote | Call For Quote | Call For Quote
ZUMMESH-KP10DBATT-GRY-S | Zum™ Battery-Powered Wireless Keypad, 6-Button w/Sensor Control, Gray Smooth | Contact | Call For Quote | Call For Quote | Call For Quote
ZUMMESH-KP10DBATT-RED-S | Zum™ Battery-Powered Wireless Keypad, 6-Button w/Sensor Control, Red Smooth | Contact | Call For Quote | Call For Quote | Call For Quote
ZUMMESH-KP10DBATT-W-S | Zum™ Battery-Powered Wireless Keypad, 6-Button w/Sensor Control, White Smooth | Contact | Call For Quote | Call For Quote | Call For Quote
ZUMMESH-KP10FBATT-A-S ENGRAVED | Zum™ Battery-Powered Wireless Keypad, 4-Button w/Custom Engraving, Almond Smooth | Contact | Call For Quote | Call For Quote | Call For Quote
ZUMMESH-KP10FBATT-B-S ENGRAVED | Zum™ Battery-Powered Wireless Keypad, 4-Button w/Custom Engraving, Black Smooth | Contact | Call For Quote | Call For Quote | Call For Quote
ZUMMESH-KP10FBATT-GRY-S ENGRAVED | Zum™ Battery-Powered Wireless Keypad, 4-Button w/Custom Engraving, Gray Smooth | Contact | Call For Quote | Call For Quote | Call For Quote
ZUMMESH-KP10FBATT-RED-S ENGRAVED | Zum™ Battery-Powered Wireless Keypad, 4-Button w/Custom Engraving, Red Smooth | Contact | Call For Quote | Call For Quote | Call For Quote
ZUMMESH-KP10FBATT-W-S ENGRAVED | Zum™ Battery-Powered Wireless Keypad, 4-Button w/Custom Engraving, White Smooth | Contact | Call For Quote | Call For Quote | Call For Quote
ZUMMESH-KP10GBATT-A-S ENGRAVED | Zum™ Battery-Powered Wireless Keypad, 6-Button w/Custom Engraving, Almond Smooth | Contact | Call For Quote | Call For Quote | Call For Quote
ZUMMESH-KP10GBATT-B-S ENGRAVED | Zum™ Battery-Powered Wireless Keypad, 6-Button w/Custom Engraving, Black Smooth | Contact | Call For Quote | Call For Quote | Call For Quote
ZUMMESH-KP10GBATT-GRY-S ENGRAVED | Zum™ Battery-Powered Wireless Keypad, 6-Button w/Custom Engraving, Gray Smooth | Contact | Call For Quote | Call For Quote | Call For Quote
ZUMMESH-KP10GBATT-RED-S ENGRAVED | Zum™ Battery-Powered Wireless Keypad, 6-Button w/Custom Engraving, Red Smooth | Contact | Call For Quote | Call For Quote | Call For Quote
ZUMMESH-KP10GBATT-W-S ENGRAVED | Zum™ Battery-Powered Wireless Keypad, 6-Button w/Custom Engraving, White Smooth | Contact | Call For Quote | Call For Quote | Call For Quote
ZUMMESH-KP-BATT-LM-B | Adhesive Label for Glass Mounted Zum™ Wireless Keypads, Black | Contact for Pricing | Call For Quote | Call For Quote | Call For Quote
ZUMMESH-KP-BATT-LM-W | Adhesive Label for Glass Mounted Zum™ Wireless Keypads, White | Contact for Pricing | Call For Quote | Call For Quote | Call For Quote
ZUMMESH-NETBRIDGE | Zum™ Network Bridge | Contact | Call For Quote | Call For Quote | Call For Quote
ZUMMESH-OL-PHOTOCELL-BATT | Zum™ Wireless Battery-Powered Daylight Sensor, Open-Loop | Contact | Call For Quote | Call For Quote | Call For Quote
ZUMMESH-PART | Zum™ Wireless Partition Sensor | Contact for Pricing | Call For Quote | Call For Quote | Call For Quote
ZUMMESH-PIR-OCCUPANCY-BATT | Zum™ Wireless Battery-Powered Occupancy Sensor | Contact | Call For Quote | Call For Quote | Call For Quote
ZUMMESH-PIR-VACANCY-BATT | Zum™ Wireless Battery-Powered Vacancy Sensor | Contact | Call For Quote | Call For Quote | Call For Quote
ZUMNET-GATEWAY | Zum® Net Wireless Gateway for Zum Light Control System | Contact | Call For Quote | Call For Quote | Call For Quote
ZUMNET-JBOX-16A-LV | Zum® Wired J-Box Load Controller, 0-10V Dimmer, 16A, 100-277V with Net and Link Communication | Contact for Pricing | Call For Quote | Call For Quote | Call For Quote
ZUMNET-JBOX-DALI | Zum® Wired J-Box Controller with DALI® Drivers, 120-277V with Net and Link Communication | Contact for Pricing | Call For Quote | Call For Quote | Call For Quote

## Extron
PART NO | DESCRIPTION | MSRP | Contract Price Audio/Video | Contract Price Control Signal
70-622-11 | Single Space AAP, Black | 58 | 34.8 | 37.7
70-622-21 | Single Space AAP, White | 58 | 34.8 | 37.7
70-637-02 | Single Space MAAP, Black | 58 | 34.8 | 37.7
70-637-03 | Single Space MAAP, White | 58 | 34.8 | 37.7
60-1673-01 | Cable Equalizer for 12G-SDI | 920 | 552 | 598
100-475-01 | VGA Female to Female Gender Changer | 104 | 62.4 | 67.6
100-474-01 | 15-pin HD VGA Male to Male Gender Changer | 104 | 62.4 | 67.6
70-636-02 | Single Space AAP, Black | 58 | 34.8 | 37.7
70-636-03 | Single Space AAP, White | 58 | 34.8 | 37.7
70-1148-02 | Full-size Flex55 Module; Black | 82 | 49.2 | 53.3
70-1148-03 | Full-size Flex55 Module; White | 82 | 49.2 | 53.3
26-433-06 | RS-232 Cable: 9-pin D Male to Female - 12' (3.6 m) | 48 | 28.8 | 31.2
26-433-01 | RS-232 Cable: 9-pin D Male to Female - 2' (60 cm) | 26 | 15.6 | 16.9
26-433-07 | RS-232 Cable: 9-pin D Male to Female - 25' (7.6 m) | 58 | 34.8 | 37.7
26-433-08 | RS-232 Cable: 9-pin D Male to Female - 50' (15.2 m) | 82 | 49.2 | 53.3
26-433-03 | RS-232 Cable: 9-pin D Male to Female - 6' (1.8 m) | 30 | 18 | 19.5
26-671-01 | LC to LC Laser-Optimized Multimode Fiber Optic Cable Assemblies - Plenum - 1 m (3.3’) | 86 | 51.6 | 55.9
26-671-10 | LC to LC Laser-Optimized Multimode Fiber Optic Cable Assemblies - Plenum - 10 m (32.8’) | 140 | 84 | 91
26-671-02 | LC to LC Laser-Optimized Multimode Fiber Optic Cable Assemblies - Plenum - 2 m (6.6’) | 94 | 56.4 | 61.1
26-671-03 | LC to LC Laser-Optimized Multimode Fiber Optic Cable Assemblies - Plenum - 3 m (9.8’) | 100 | 60 | 65
26-671-30 | LC to LC Laser-Optimized Multimode Fiber Optic Cable Assemblies - Plenum - 30 m (98.4’) | 270 | 162 | 175.5
26-671-05 | LC to LC Laser-Optimized Multimode Fiber Optic Cable Assemblies - Plenum - 5 m (16.4’) | 108 | 64.8 | 70.2
26-670-01 | LC to LC Bend-Insensitive Singlemode Fiber Optic Cable Assemblies - Plenum - 1 m (3.3’) | 104 | 62.4 | 67.6
26-670-10 | LC to LC Bend-Insensitive Singlemode Fiber Optic Cable Assemblies - Plenum - 10 m (32.8’) | 140 | 84 | 91
26-670-15 | LC to LC Bend-Insensitive Singlemode Fiber Optic Cable Assemblies - Plenum - 15 m (49.2’) | 150 | 90 | 97.5
26-670-20 | LC to LC Bend-Insensitive Singlemode Fiber Optic Cable Assemblies - Plenum - 20 m (65.6’) | 164 | 98.4 | 106.6
26-670-03 | LC to LC Bend-Insensitive Singlemode Fiber Optic Cable Assemblies - Plenum - 3 m (9.8’) | 118 | 70.8 | 76.7
26-670-30 | LC to LC Bend-Insensitive Singlemode Fiber Optic Cable Assemblies - Plenum - 30 m (98.4’) | 174 | 104.4 | 113.1
26-670-05 | LC to LC Bend-Insensitive Singlemode Fiber Optic Cable Assemblies - Plenum - 5 m (16.4’) | 128 | 76.8 | 83.2
100-331-01 | 3.5 mm Male Stereo Audio Connector - Qty. 10 | 58 | 34.8 | 37.7
100-458-01 | Captive Screw Connectors: 3.5 mm 2 pole, blue, no tail, Qty 10 | 36 | 21.6 | 23.4
100-455-01 | Captive Screw Connectors: 3.5 mm 2 pole, blue with tail, Qty 10 | 36 | 21.6 | 23.4
100-454-01 | Captive Screw Connectors: 3.5 mm 2 pole, orange with tail, Qty 10 | 36 | 21.6 | 23.4
100-459-01 | Captive Screw Connectors: 3.5 mm 3 pole, blue, no tail, Qty 10 | 36 | 21.6 | 23.4
100-456-01 | Captive Screw Connectors: 3.5 mm 3 pole, blue with tail, Qty 10 | 36 | 21.6 | 23.4
101-006-01 | Captive Screw Connectors: 3.5 mm 4 pole, blue, no tail, Qty 10 | 48 | 28.8 | 31.2
100-460-01 | Captive Screw Connectors: 3.5 mm 5 pole, blue, no tail, Qty 10 | 48 | 28.8 | 31.2
100-457-01 | Captive Screw Connectors: 3.5 mm 5 pole, blue with tail, Qty 10 | 36 | 21.6 | 23.4
101-007-01 | Captive Screw Connectors: 3.5 mm 6 pole, blue, no tail, Qty 10 | 48 | 28.8 | 31.2
100-463-01 | Captive Screw Connectors: 5.0 mm 2 pole, green, screw lock, Qty 10 | 48 | 28.8 | 31.2
100-462-01 | Captive Screw Connectors: 5.0 mm 4 pole, black, no tail, Qty 10 | 48 | 28.8 | 31.2
100-464-01 | Captive Screw Connectors: 5.0 mm 4 pole, green, screw lock, Qty 10 | 48 | 28.8 | 31.2
26-571-06 | Mini Stereo Audio Cable: 3.5 mm Stereo Mini Male to Male - 12' (3.6 m) | 10 | 6 | 6.5
26-571-01 | Mini Stereo Audio Cable: 3.5 mm Stereo Mini Male to Male - 2' (60 cm) | 6 | 3.6 | 3.9
26-571-07 | Mini Stereo Audio Cable: 3.5 mm Stereo Mini Male to Male - 25' (7.6 m) | 14 | 8.4 | 9.1
26-571-03 | Mini Stereo Audio Cable: 3.5 mm Stereo Mini Male to Male - 6' (1.8 m) | 8 | 4.8 | 5.2
26-641-06 | Audio Cable: Two RCA Male to Male Molded, Nickel Plated - 6' (1.8 m) | 12 | 7.2 | 7.8
60-593-02 | Low-Profile AAP Mounting Frame - Black | 72 | 43.2 | 46.8
60-593-03 | Low-Profile AAP Mounting Frame - White | 72 | 43.2 | 46.8
60-300-02 | Two-Gang AAP Mounting Frame - Black | 128 | 76.8 | 83.2
60-300-03 | Two-Gang AAP Mounting Frame - White | 128 | 76.8 | 83.2
60-301-40 | Two-Gang AAP Mounting Frame for Floor Boxes - Black | 128 | 76.8 | 83.2
60-533-02 | AAP Mounting Frame for MK Boxes - Black | 128 | 76.8 | 83.2
60-533-03 | AAP Mounting Frame for MK Boxes - White | 128 | 76.8 | 83.2
70-727-02 | AAP Mounting Frame for Ackermann UK Floor Boxes - Black | 82 | 49.2 | 53.3
60-301-02 | Four-Gang AAP Mounting Frame - Black | 164 | 98.4 | 106.6
60-301-03 | Four-Gang AAP Mounting Frame - White | 164 | 98.4 | 106.6
60-531-02 | Six-Gang AAP Mounting Frame - Black | 210 | 126 | 136.5
60-302-02 | Half Rack Width, 1U AAP Mounting Frame - Black | 128 | 76.8 | 83.2
60-632-02 | Full Rack Width, 1U AAP Mounting Frame - Black | 210 | 126 | 136.5
60-633-02 | Full Rack Width, 2U AAP Mounting Frame - Black | 290 | 174 | 188.5
70-1069-03 | Three-Gang Mounting Frame for Decorator-Style Modules and AAP Modules | 150 | 90 | 97.5
70-1070-03 | Four-Gang Mounting Frame for Decorator-Style Modules and AAP - Architectural Adapter Plates | 174 | 104.4 | 113.1
70-1076-02 | AAP – Double Space – Black: One HDMI, VGA, PC Audio, and USB 2 Type-A | 174 | 104.4 | 113.1
70-1076-03 | AAP – Double Space – White: One HDMI, VGA, PC Audio, and USB 2 Type-A | 174 | 104.4 | 113.1
70-1238-02 | AAP – Double Space – Black: One HDMI, VGA, PC Audio, and USB 3 Type-A | 174 | 104.4 | 113.1
70-1076-12 | AAP - Double Space - Black: One HDMI, DisplayPort, Stereo Audio, and USB 2 Type-A | 174 | 104.4 | 113.1
70-1076-32 | AAP - Double Space - Black: Two HDMI, One VGA, and One Stereo Audio | 174 | 104.4 | 113.1
70-1076-62 | AAP - Double Space - Black: One HDMI, One VGA, One Audio, and One Network | 174 | 104.4 | 113.1
70-1076-72 | AAP - Double Space - Black: One HDMI, USB 2 Type-A, USB-C, and Network | 240 | 144 | 156
70-1238-72 | AAP - Double Space - Black: One HDMI, USB 3 Type-A to Type-B, USB-C, and Network | 240 | 144 | 156
60-1385-04 | AC Module, Australia | 350 | 210 | 227.5
60-1385-13 | AC Module, Brazil | 350 | 210 | 227.5
60-1385-11 | AC Module, China | 350 | 210 | 227.5
60-1385-03 | AC Module, Central Europe | 350 | 210 | 227.5
60-1385-06 | AC Module, France | 350 | 210 | 227.5
60-1385-07 | AC Module, Italy | 350 | 210 | 227.5
60-1385-12 | AC Module, Japan | 240 | 144 | 156
60-1385-10 | AC Module, Multi-Region | 350 | 210 | 227.5
60-1385-05 | AC Module, Switzerland | 350 | 210 | 227.5
60-1385-02 | AC Module, UK | 350 | 210 | 227.5
60-1889-20 | 2 US AC Outlets, 12 A Circuit Breaker, and 6’ (1.83 m) Conduit | 410 | 246 | 266.5
60-1889-01 | 2 US AC Outlets, 12 A Circuit Breaker, and 2 Outlets Under | 320 | 192 | 208
60-1939-02 | Double Space MAAP - Black: AC Power Module, US Style | 196 | 117.6 | 127.4
60-1934-02 | One US Unswitched AC Outlet, One Configurable Phone or Network Connection Point, Includes RJ-11 / 45 Jacks - Double Space AAP - Black | 220 | 132 | 143
70-568-02 | One EU Unswitched AC Outlet, One Configurable Phone or Network Connection Point, Includes RJ-11 / 45 Jacks - Triple Space AAP - Black | 300 | 180 | 195
70-658-02 | One Multi-Region Unswitched AC Outlet, One Configurable Phone or Network Connection Point, Includes RJ-11 / 45 Jacks - Triple Space AAP - Black | 300 | 180 | 195
60-1935-02 | Double Space AAP - US Unswitched AC Outlet, USB 2.0 Type-A Female on Pigtail; Black | 220 | 132 | 143
60-1940-02 | Double Space AAP – US Unswitched AC Outlet, USB 3.2 Type-A Female to USB Type-B Female on Pigtail; Black | 240 | 144 | 156
60-1384-04 | AC+USB Module, Australia | 460 | 276 | 299
60-1384-11 | AC+USB Module, China | 460 | 276 | 299
60-1384-09 | AC+USB Module, Denmark | 460 | 276 | 299
60-1384-03 | AC+USB Module, Central Europe | 460 | 276 | 299
60-1384-06 | AC+USB Module, France | 460 | 276 | 299
60-1384-07 | AC+USB Module, Italy | 460 | 276 | 299
60-1384-10 | AC+USB Module, Multi-Region | 460 | 276 | 299
60-1384-05 | AC+USB Module, Switzerland | 460 | 276 | 299
60-1384-02 | AC+USB Module, UK | 460 | 276 | 299
60-1890-20 | US (2) AC & (2) USBA Outlets, 12 A Circuit Breaker, Integrated PS, 6' (1.83 m) Conduit | 640 | 384 | 416
60-1890-01 | US (2) AC & (2) USBA Outlets, 12 A Circuit Breaker, Integrated PS, 2 Outlets Under | 540 | 324 | 351
60-1782-04 | Australia (1) AC, (1) USB-C, & (1) USB-A Outlets | 590 | 354 | 383.5
60-1782-03 | AC+USB-C+USB-A, EU | 550 | 330 | 357.5
60-1782-06 | AC+USB-C+USB-A, FR | 550 | 330 | 357.5
60-1782-10 | AC+USB-C+USB-A, MULTI | 550 | 330 | 357.5
60-1782-02 | AC+USB-C+USB-A, UK | 550 | 330 | 357.5
60-1891-20 | US (2) AC & (1) USBA, (1) USBC Outlets, 12 A Circuit Breaker, Integrated PS, 6' (1.83 m) Conduit | 700 | 420 | 455
60-1891-01 | US (2) AC, (1) USBC, (1) USBA Outlets, 12 A Circuit Breaker, Integrated PS, 2 Outlets Under | 610 | 366 | 396.5
60-1643-03 | Audio Control Panel with Volume and 6 Control Buttons – US 2-Gang | 530 | 318 | 344.5
60-1860-01 | Audio Control Panel with 5 Buttons - Decorator-Style | 420 | 252 | 273
60-1645-13 | Audio Control Panel with 6 Buttons – Decorator-Style | 420 | 252 | 273
60-1645-33 | Audio Control Panel with 6 Buttons – Flex55 and EU | 420 | 252 | 273
60-1861-01 | Audio Control Panel with Volume and Mute - Decorator-Style | 420 | 252 | 273
60-1861-31 | Audio Control Panel with Volume and Mute - Flex55 and EU | 420 | 252 | 273
70-1341-01 | Replacement Air Filter Kit for XPA Ultra FX Amps - 10 Pack | 70 | 42 | 45.5
70-1244-12 | For TouchLink Pro Touchpanels and TouchLink Scheduling Panels - Black | 118 | 70.8 | 76.7
70-1244-13 | For TouchLink Pro Touchpanels and TouchLink Scheduling Panels - White | 118 | 70.8 | 76.7
70-1244-22 | For TouchLink Pro Touchpanels and TouchLink Scheduling Panels - Black | 128 | 76.8 | 83.2
70-1244-23 | For TouchLink Pro Touchpanels and TouchLink Scheduling Panels - White | 128 | 76.8 | 83.2
70-1244-32 | For TouchLink Pro Touchpanels and TouchLink Scheduling Panels - Black | 140 | 84 | 91
70-1244-33 | For TouchLink Pro Touchpanels and TouchLink Scheduling Panels - White | 140 | 84 | 91
60-1731-01 | 4K/60 HDMI Annotation Processor with USB Extension | 7620 | 4572 | 4953
60-738-01 | Passive Audio Summing Adapter with Stereo Mini Plug Input and Unbalanced Output | 82 | 49.2 | 53.3
60-739-01 | Passive Audio Summing Adapter with RCA Inputs and Unbalanced Output | 82 | 49.2 | 53.3
60-740-01 | Passive Audio Summing Adapter with Captive Screw Plug Input and Balanced Output | 82 | 49.2 | 53.3
60-804-01 | Passive Audio Summing Adapter with RCA Inputs and Balanced/Unbalanced Output | 82 | 49.2 | 53.3
60-552-30 | Quad Active Audio Summing Amplifier with RCA Inputs | 370 | 222 | 240.5
60-552-20 | Quad Active Audio Summing Amplifier with Captive Screw Inputs | 410 | 246 | 266.5
70-1357-01 | Amplifier Tile Bridge Ceiling Mount Kit | 110 | 66 | 71.5
70-1179-02 | Half-size Flex55 Module; Black | 94 | 56.4 | 61.1
70-1179-03 | Half-size Flex55 Module; White | 94 | 56.4 | 61.1
70-1128-02 | AVEdge No AC, Black | 460 | 276 | 299
60-1690-01 | 16 Output Audio Expansion Interface | 1270 | 762 | 825.5
60-1753-01 | Two Output Dante Audio Interface | 690 | 414 | 448.5
60-1627-11 | 2 Input, 2 Output Dante Audio Interface | 990 | 594 | 643.5
60-1517-13 | 2 Input, 2 Output Dante Audio Interface - Decorator-Style Wallplate, White | 990 | 594 | 643.5
60-1947-01 | 2x2 Dante Audio Interface, Decorator Style | 1070 | 642 | 695.5
60-1942-22 | AXI 22 AT D Plus & WPD 102 XLRM Kit - Black | 1280 | 768 | 832
60-1942-23 | AXI 22 AT D Plus & WPD 102 XLRM Kit - White | 1280 | 768 | 832
60-1628-11 | 4 In, 4 Out Dante Audio Interface w/ DDM & AES67 | 1230 | 738 | 799.5
33-1344-01 | IPI Panel Button Labels | 26 | 15.6 | 16.9
33-1762-01 | Text and Icon Labels, Sheet 1 | 12 | 7.2 | 7.8
70-1007-01 | Back Box for TLP Pro 320M, TLP Pro 520M, and TLC Pro 521M | 186 | 111.6 | 120.9
70-690-01 | Back Box for TLP 700MV, TLP Pro 1220MG, TLP Pro 1520MG, and TLP Pro 1720MG | 186 | 111.6 | 120.9
70-971-01 | Back Box for the TLP 710MV, TLP Pro 720M, and TLP Pro 1022M | 186 | 111.6 | 120.9
70-1268-01 | Back can pre-install kit for SF 26CT, back can only, pair, 1 of 2 | 360 | 216 | 234
70-1283-01 | Back can pre-install kit for SF 26CT LP, back can only, Pair, 1 of 2 | 320 | 192 | 208
70-1256-11 | Back can pre-install kit for SF 3C LP, back can only, Pair, 1 of 2 | 220 | 132 | 143
70-1256-01 | Back can pre-install kit for SF 3CT LP, back can only, Pair, 1 of 2 | 220 | 132 | 143
70-1154-02 | Black | 26 | 15.6 | 16.9
70-1154-03 | White | 26 | 15.6 | 16.9
70-1154-32 | Half-size Flex55 Module; Black | 26 | 15.6 | 16.9
70-1154-33 | Half-size Flex55 Module; White | 26 | 15.6 | 16.9
70-090-12 | Double Space AAP - Black: Blank Plate | 26 | 15.6 | 16.9
70-090-22 | Double Space AAP - White: Blank Plate | 26 | 15.6 | 16.9
70-315-12 | Double Space MAAP - Black: Blank Plate | 26 | 15.6 | 16.9
70-315-22 | Double Space MAAP - White: Blank Plate | 26 | 15.6 | 16.9
70-090-14 | Quad Space AAP - Black: Blank Plate | 48 | 28.8 | 31.2
70-090-24 | Quad Space AAP - White: Blank Plate | 48 | 28.8 | 31.2
70-315-14 | Quad Space MAAP - Black: Blank Plate | 48 | 28.8 | 31.2
70-090-11 | Single Space AAP - Black: Blank Plate | 28 | 16.8 | 18.2
70-090-21 | Single Space AAP - White: Blank Plate | 28 | 16.8 | 18.2
70-315-11 | Single Space MAAP - Black: Blank Plate | 28 | 16.8 | 18.2
70-315-21 | Single Space MAAP - White: Blank Plate | 28 | 16.8 | 18.2
70-315-13 | Triple Space MAAP - Black: Blank Plate | 48 | 28.8 | 31.2
70-315-23 | Triple Space MAAP - White: Blank Plate | 48 | 28.8 | 31.2
70-1019-02 | Double Space AAP - Black | 36 | 21.6 | 23.4
70-1021-02 | Double Space MAAP - Black | 36 | 21.6 | 23.4
70-491-10 | Single Space AAP – Black: Blank Plate with Two Keystone Openings | 36 | 21.6 | 23.4
70-491-20 | Single Space AAP – White: Blank Plate with Two Keystone Openings | 36 | 21.6 | 23.4
70-1020-02 | Double Space AAP - Black | 36 | 21.6 | 23.4
100-335-01 | 75 Ohm BNC Male Crimp Connectors for MHR Cable, Qty. 100 | 300 | 180 | 195
100-250-01 | 75 Ohm BNC Male Crimp Connectors for MHR Cable, Qty. 50 | 146 | 87.6 | 94.9
100-250-02 | 75 Ohm BNC Male Crimp Connectors for MHR Cable, Qty. 500 | 1460 | 876 | 949
100-257-01 | 75 Ohm BNC Male Crimp Connectors for RG59 Cable, Qty. 50 | 146 | 87.6 | 94.9
100-226-01 | BNC Female to RCA Male Adapter - Qty.10 | 30 | 18 | 19.5
33-2254-01 | Text and Braille Labels | 36 | 21.6 | 23.4
60-1370-01 | Two Channel Audio BUC - Balanced and Unbalanced Converter | 360 | 216 | 234
70-352-01 | Replacement Caps for Backlit Buttons | 10 | 6 | 6.5
42-339-02 | Low-Profile Mount, Single, 8 Ohm, Black | 1390 | 834 | 903.5
42-339-03 | Low-Profile Mount, Single, 8 Ohm, White | 1390 | 834 | 903.5
42-339-12 | Low-Profile Mount, Single, 70/100V, Black | 1390 | 834 | 903.5
42-339-13 | Low-Profile Mount, Single, 70/100V, White | 1390 | 834 | 903.5
42-338-02 | Pan and Tilt Mount, Single, 8 Ohm, Black | 1390 | 834 | 903.5
42-338-03 | Pan and Tilt Mount, Single, 8 Ohm, White | 1390 | 834 | 903.5
42-338-12 | Pan and Tilt Mount, Single, 70/100V, Black | 1390 | 834 | 903.5
42-338-13 | Pan and Tilt Mount, Single, 70/100V, White | 1390 | 834 | 903.5
70-127-01 | Black: Cable Clamp / Pass-Through for Extron RGB 198 and SW2 VGA DA2 AF R | 78 | 46.8 | 50.7
70-1067-01 | Black Collars for Cables and Retractor Modules, Qty. 10 | 36 | 21.6 | 23.4
70-1067-12 | Red Collars for Cables and Retractor Modules, Qty 10 | 36 | 21.6 | 23.4
70-1067-13 | Blue Collars for Cables and Retractor Modules, Qty 10 | 36 | 21.6 | 23.4
70-1067-14 | Orange Collars for Cables and Retractor Modules, Qty 10 | 36 | 21.6 | 23.4
70-1067-16 | White Collars for Cables and Retractor Modules, Qty 10 | 36 | 21.6 | 23.4
70-1067-18 | Yellow Collars for Cables and Retractor Modules, Qty 10 | 36 | 21.6 | 23.4
70-1067-19 | Green Collars for Cables and Retractor Modules, Qty 10 | 36 | 21.6 | 23.4
70-1067-20 | Purple Collars for Cables and Retractor Modules, Qty 10 | 36 | 21.6 | 23.4
70-1109-02 | Cable Cubby 100 For MAAP/Cables/Retractor, Black | 220 | 132 | 143
60-1592-03 | Cable Cubby 100 EU AC, Black | 420 | 252 | 273
60-1592-06 | Cable Cubby 100 France AC, Black | 420 | 252 | 273
60-1592-10 | Cable Cubby 100 Multi-Region AC, Black | 420 | 252 | 273
70-1040-06 | Holds One Retractor Module | 50 | 30 | 32.5
70-1111-02 | Single LED for Cable Cubby US, USB, and Non-Powered Enclosures | 104 | 62.4 | 67.6
60-1592-02 | Cable Cubby 100 UK AC, Black | 420 | 252 | 273
60-1933-01 | Cable Cubby 100 US AC, Black | 420 | 252 | 273
60-1592-12 | Cable Cubby 100 USB Power, Black | 440 | 264 | 286
70-1041-80 | Routing Template – CC 1200/1202 & EBP/NBP 1200C | 105 | 63 | 68.25
60-1894-02 | Black with 2 US AC, 12 A Circuit Breaker, and 2 Outlets Under | 790 | 474 | 513.5
70-1184-02 | Cable Cubby 1202 Black, AC Module Not Included | 470 | 282 | 305.5
70-1184-08 | Cable Cubby 1202 Brushed Aluminum, AC Module Not Included | 470 | 282 | 305.5
70-1273-01 | Matching Surface Enclosure; Black - AC Module Not Included | 470 | 282 | 305.5
70-1275-01 | Lid Tray Kit for Cable Cubby 1252 MS, Black | 164 | 98.4 | 106.6
70-1042-80 | Installation Routing Template for Cable Cubby 1400/1402 | 105 | 63 | 68.25
60-1895-02 | Black with 4 US AC, 12 A Circuit Breaker, and 4 Outlets Under | 1570 | 942 | 1020.5
70-1185-02 | Cable Cubby 1402 Black, AC Module Not Included | 930 | 558 | 604.5
70-1185-08 | Cable Cubby 1402 Br Aluminum, AC Module Not Included | 930 | 558 | 604.5
70-1043-01 | Holds Two AAP™ AV Connectivity Modules | 36 | 21.6 | 23.4
60-1402-02 | Cable Cubby 202 Australia AC, Black | 460 | 276 | 299
60-1400-02 | Cable Cubby 202 EU AC, Black | 460 | 276 | 299
60-1401-02 | Cable Cubby 202 France AC, Black | 460 | 276 | 299
60-1403-02 | Cable Cubby 202 Multi-Region AC, Black | 460 | 276 | 299
70-1043-02 | Holds Three Retractor Modules | 48 | 28.8 | 31.2
70-1044-80 | Installation Routing Template for Cable Cubby 202 | 105 | 63 | 68.25
60-1425-02 | Cable Cubby 202 UK AC, Black | 460 | 276 | 299
60-1927-02 | One US AC Outlet, 12 A Circuit Breaker, and 2 Outlets Under | 500 | 300 | 325
60-1892-02 | Black with 2 US AC, 12 A Circuit Breaker, and 2 Outlets Under | 680 | 408 | 442
70-1045-02 | Cable Cubby 500, Black, No AC | 360 | 216 | 234
70-1045-08 | Cable Cubby 500, Brushed Al, No AC | 360 | 216 | 234
70-1125-02 | Cable Cubby 500 CCB, Black, No AC | 690 | 414 | 448.5
70-1049-80 | Installation Routing Template for Cable Cubby 500 CCB and Cable Cubby 700 | 105 | 63 | 68.25
70-1048-80 | Installation Routing Template for Cable Cubby 500 | 105 | 63 | 68.25
70-1183-01 | Black Under-table Cable Access Enclosure | 300 | 180 | 195
60-1893-02 | Black with 2 US AC, 12 A Circuit Breaker, and 2 Outlets Under | 910 | 546 | 591.5
70-1046-02 | Cable Cubby 700, Black, No AC | 590 | 354 | 383.5
70-1046-08 | Cable Cubby 700, Brushed Al, No AC | 590 | 354 | 383.5
70-271-01 | Hold AAP™ AV Connectivity Modules in Place in Cable Cubby Products | 58 | 34.8 | 37.7
70-272-01 | Hold AAP™ AV Connectivity Modules in Place in Cable Cubby Products | 58 | 34.8 | 37.7
70-657-01 | Triple Space AAP - Power Module with One Unswitched AC Outlet for Cable Cubby Products, Multi-Region Outlet | 220 | 132 | 143
70-1040-03 | 4 Cable Bracket Kit for Cable Cubby 650 UT, 1202, 1252 MS, 1402, EBP 1200C, and TLP Pro 725C enclosures; pair | 36 | 21.6 | 23.4
70-1039-03 | 8 Cable/3 AAP Bracket for Cable Cubby 500, 700, 1200/1202, 1252MS, EBP/NBP 1200C, 1400/1402, TLP Pro 525C, and TLP Pro 725C enclosures | 36 | 21.6 | 23.4
70-1039-06 | Cable/AAP/Retractor Bracket for Cable Cubby 500 and Cable Cubby 700 | 36 | 21.6 | 23.4
70-1295-02 | Cable Cubby F55, Black, No AC | 650 | 390 | 422.5
70-1295-03 | Cable Cubby F55, Aluminum, No AC | 650 | 390 | 422.5
70-1296-02 | Cable Cubby F55 Edge, Black, No AC | 460 | 276 | 299
70-1296-03 | Cable Cubby F55 Edge, Aluminum, No AC | 460 | 276 | 299
70-1353-02 | One Retractor Bracket Kit for Cable Cubby F55 UT | 58 | 34.8 | 37.7
70-1354-02 | One Retractor Bracket Kit for Cable Cubby F55 Edge | 58 | 34.8 | 37.7
70-1295-80 | Installation Routing Template for Cable Cubby F55 | 105 | 63 | 68.25
70-1299-02 | Cable Cubby F55, Black, No AC | 190 | 114 | 123.5
70-1299-03 | Cable Cubby F55, Aluminum, No AC | 190 | 114 | 123.5
70-387-01 | Assorted plugs and grommets in black | 26 | 15.6 | 16.9
70-1040-02 | Retractor Bracket Kit for Cable Cubby 1200 and Cable Cubby 1400; pair | 36 | 21.6 | 23.4
70-1040-04 | 2 Retractor Bracket Kit for Cable Cubby 650 UT, Cable Cubby 1202, Cable Cubby 1252 MS, Cable Cubby 1402, EBP 1200C, NBP 1200C, and TLP Pro 725C enclosures; pair | 82 | 49.2 | 53.3
70-1039-04 | 3 Retractor: Cable Cubby 650 UT, Cable Cubby 1202, Cable Cubby 1252 MS, Cable Cubby 1402, EBP 1200C, TLP Pro 525C, and TLP Pro 725C | 58 | 34.8 | 37.7
70-1039-05 | 8 Cbl Bkt, CC 650UT/1200C/1202/1402/TLP Pro 725C | 58 | 34.8 | 37.7
70-542-11 | Quad Space AAP for Cable Cubby® Series of Furniture-Mountable Enclosures | 136 | 81.6 | 88.4
70-267-01 | Single Space AAP - Black: Right Version, Grommets Included | 58 | 34.8 | 37.7
70-268-01 | Single Space AAP - Black: Right/Middle Version, Grommets Included | 58 | 34.8 | 37.7
70-269-01 | Single Space AAP - Black: Left/Middle Version, Grommets Included | 58 | 34.8 | 37.7
70-270-01 | Single Space AAP - Black: Left Version, Grommets Included | 58 | 34.8 | 37.7
70-1080-02 | Under-Table Cable Bag for AVEdge and Cable Cubby 600, 650 UT, 700, 800, 1200, 1400, EBP 1200C, TLE 350, TLP Pro 320C, TLP 350CV, and TLP Pro 725C enclosures | 150 | 90 | 97.5
70-1080-03 | Under-Table Cable Bag for Cable Cubby 100, 200, 202, 300, 500/500 CCB | 150 | 90 | 97.5
70-1366-01 | For Cable Cubby F55 enclosures | 190 | 114 | 123.5
70-1181-02 | Half-size Flex55 Module for 2 AV Cables; Black | 72 | 43.2 | 46.8
70-1181-03 | Half-size Flex55 Module for 2 AV Cables; White | 72 | 43.2 | 46.8
70-1355-02 | Full-size Flex55 Module for 4 AV Cables; Black | 80 | 48 | 52
70-1355-03 | Full-size Flex55 Module for 4 AV Cables; White | 80 | 48 | 52
70-317-11 | Double Space MAAP - Black: Captive Cable Kit, Includes Two Single Space Plates, One Grommet to Create 13/16" Inner Diameter Cable Opening | 56 | 33.6 | 36.4
70-317-21 | Double Space MAAP - White: Captive Cable Kit, Includes Two Single Space Plates, One Grommet to Create 13/16" Inner Diameter Cable Opening | 56 | 33.6 | 36.4
70-1082-01 | Double Space MAAP - Black: Captive Cable Kit Includes flexible split-ring plate, one small 0.25” (.64 cm) and two medium 0.375” (.95 cm) openings with corresponding plugs | 48 | 28.8 | 31.2
70-317-12 | Double Space MAAP - Black: Captive Cable Kit Includes Two Single Space Plates, Two Grommets to Create Two 5/16" Inner Diameter Cable Openings | 48 | 28.8 | 31.2
100-480-01 | CAT 6 RJ-45 Keystone Jack - Gray | 240 | 144 | 156
100-482-01 | CAT 6 RJ-45 Keystone Jack - Ivory | 240 | 144 | 156
100-479-01 | CAT 6 RJ-45 Keystone Jack - Orange | 240 | 144 | 156
100-477-01 | CAT 6 RJ-45 Keystone Jack - Red | 240 | 144 | 156
60-1445-01 | Campus Communication Suite Codec | 1100 | 660 | 715
60-1444-03 | Campus Communication Suite Intercom Panel | 460 | 276 | 299
70-1124-02 | Contact Closure Remote with Three LED Switches, Cable Cubby and AVEdge | 370 | 222 | 240.5
70-1277-02 | Cable Cubby Under-table Drawer for 4 AAP Modules | 530 | 318 | 344.5
70-1278-02 | Cable Cubby Under-table Drawer for 6 AAP Modules | 690 | 414 | 448.5
70-1164-01 | Flex55 and EU Mount for Cable Cubby 500, 650 UT, 700, 1200/1202, 1252 MS, and 1400/1402 Cable Access Enclosures | 82 | 49.2 | 53.3
70-589-02 | Two-Button Contact Closure Remote With Customizable Backlit Buttons - Black | 220 | 132 | 143
60-1446-02 | Contact Closure Remote with Three LED Switches | 460 | 276 | 299
70-588-02 | Four-Button Contact Closure Remote With Customizable Backlit Buttons - Black | 260 | 156 | 169
26-564-01 | 9-pin D (F) to 2.5 mm TRS Configuration Cable, 6' (1.8 m) | 36 | 21.6 | 23.4
60-2033-01 | Cable Power Injector for Extron Active Cables | 40 | 24 | 26
60-583-11 | One-Gang MAAP Mounting Frame - Black | 82 | 49.2 | 53.3
60-583-21 | One-Gang MAAP Mounting Frame - White | 82 | 49.2 | 53.3
60-583-18 | MAAP Mounting Frame for One-Gang MK Electric Wall Boxes - Black | 94 | 56.4 | 61.1
60-583-12 | Two-Gang MAAP Mounting Frame: With Cable Guards - Black | 128 | 76.8 | 83.2
60-583-22 | Two-Gang MAAP Mounting Frame: With Cable Guards - White | 128 | 76.8 | 83.2
60-583-14 | Three-Gang MAAP Mounting Frame: With Cable Guards - Black | 164 | 98.4 | 106.6
60-583-19 | MAAP Mounting Frame for Two-Gang MK Electric Wall Boxes - Black | 118 | 70.8 | 76.7
60-584-12 | 1U x Full Rack Width MAAP Rack Mounting Frame - Black | 270 | 162 | 175.5
70-976-01 | SpeedMount Low Profile Plenum Rated Enclosures, Pair | 300 | 180 | 195
42-244-03 | SpeedMount Two-Way Ceiling Speaker Assy with 6.5" Woofer, Pair | 640 | 384 | 416
42-242-03 | Full-Range SpeedMount Ceiling Speaker System, Pair | 540 | 324 | 351
60-1505-03 | SpeedMount Two-Way Ceiling Speakers with 6.5" Woofer, Pair | 390 | 234 | 253.5
60-1463-03 | Full-Range, Open Back Speaker, Transformer, Pair | 270 | 162 | 175.5
26-620-01 | Captive Screw to Mini Stereo Adapter Cable: Five Pole 3.5 mm Captive Screw to Mini Stereo Female - 6" (15 cm) | 32 | 19.2 | 20.8
26-575-01 | Captive Screw to RCA Adapter Cable: Five Pole 3.5 mm Captive Screw to Two RCA Female - 6" (15 cm) | 32 | 19.2 | 20.8
22-148-03 | Comm-Link Control System Cable - 1,000' (305 m) spool | 970 | 582 | 630.5
60-1408-01 | Contact closure to RS-232 Converter for Extron switchers | 580 | 348 | 377
101-024-01 | Universal RJ-45 Termination and Tool | 690 | 414 | 448.5
101-025-01 | Universal RJ-45 Replacement Crimp Die | 460 | 276 | 299
60-692-20 | Six Output Stereo Audio Distribution Amplifier | 500 | 300 | 325
60-1607-01 | Two Output 4K/60 HDMI Distribution Amplifier | 930 | 558 | 604.5
60-1870-01 | Two Output 8K HDMI Distribution Amplifier | 1190 | 714 | 773.5
60-1674-02 | Four Output 12G-SDI Distribution Amplifier | 1100 | 660 | 715
60-1608-01 | Four Output 4K/60 HDMI Distribution Amplifier | 1280 | 768 | 832
60-1871-01 | Four Output 8K HDMI Distribution Amplifier | 1590 | 954 | 1033.5
60-1482-01 | Six Output HDMI Distribution Amplifier | 1380 | 828 | 897
60-1609-01 | Six Output 4K/60 HDMI Distribution Amplifier | 1500 | 900 | 975
60-1872-01 | Six Output 8K HDMI Distribution Amplifier | 1790 | 1074 | 1163.5
60-1811-01 | Two Channel Digital to Analog Audio Converter | 280 | 168 | 182
70-1268-03 | Speaker driver assembly kit for SF 26CT Pair, driver/baffle assembly only, Pair, 2 of 2 | 360 | 216 | 234
70-1283-03 | Speaker driver assembly kit for SF 26CT LP, driver/baffle assembly only, Pair, 2 of 2 | 360 | 216 | 234
70-1256-13 | Speaker baffle assembly kit for SF 3C LP, driver/baffle assembly only, Pair, 2 of 2 | 140 | 84 | 91
70-1256-03 | Speaker baffle assembly kit for SF 3CT LP, driver/baffle assy only, Pair, 2 of 2 | 184 | 110.4 | 119.6
79-502-01 | Free Enhanced Terminal Emulation Software | FREE | Free | Free
60-1328-13 | Dual Link DVI Fiber Optic Receiver | 2190 | 1314 | 1423.5
60-1328-12 | Dual Link DVI Fiber Optic Transmitter | 2190 | 1314 | 1423.5
26-657-25 | DP Male to DP Male Cables | 150 | 90 | 97.5
26-691-03 | Ultra-Flexible DisplayPort Cable - 3' (90 cm) | 58 | 34.8 | 37.7
60-1211-01 | 12x8 ProDSP Digital Matrix Processor | 2310 | 1386 | 1501.5
60-1179-01 | 12x8 ProDSP Digital Matrix Processor with AEC and POTS | 3470 | 2082 | 2255.5
60-1179-10 | 12x8 ProDSP™ Digital Matrix Processor with AEC, POTS and Dante™ | 4390 | 2634 | 2853.5
60-1820-10 | ProDSP Dante Digital Matrix Processor w/ 12 AEC | 3700 | 2220 | 2405
60-1821-10 | ProDSP Dante Digital Matrix Processor w/ 12 AEC and VoIP | 3930 | 2358 | 2554.5
60-1511-01 | 12x8 ProDSP Digital Matrix Processor | 2780 | 1668 | 1807
60-1511-10 | 12x8 ProDSP Digital Matrix Processor with Dante | 3360 | 2016 | 2184
60-1512-01 | 12x8 ProDSP Digital Matrix Processor with AEC | 3590 | 2154 | 2333.5
60-1512-10 | 12x8 ProDSP Digital Matrix Processor with AEC and Dante | 4160 | 2496 | 2704
60-1513-01 | 12x8 ProDSP Digital Matrix Processor with AEC and VoIP | 3820 | 2292 | 2483
60-1513-10 | 12x8 ProDSP Digital Matrix Processor with AEC, VoIP and Dante | 4390 | 2634 | 2853.5
60-2041-01 | 4x4 Digital Matrix Processor | 990 | 594 | 643.5
60-1054-01 | 6x4 ProDSP Digital Matrix Processor | 1850 | 1110 | 1202.5
60-1823-01 | 6x4 Digital Matrix Processor w/ AEC | 2550 | 1530 | 1657.5
60-1823-10 | 6x4 Digital Matrix Processor w/ AEC and Dante | 3010 | 1806 | 1956.5
60-1824-01 | 6x4 Digital Matrix Processor w/ AEC and VoIP | 2780 | 1668 | 1807
60-1824-10 | 6x4 Digital Matrix Processor w/ AEC, VoIP & Dante | 3240 | 1944 | 2106
60-1091-01 | Modular DVI Matrix Switcher with EDID Minder® | CALL | Call For Quote | Call For Quote
60-1092-01 | Modular DVI Matrix Switcher with EDID Minder® | CALL | Call For Quote | Call For Quote
60-1221-01 | Two Output DisplayPort Distribution Amplifier with EDID Minder® | 920 | 552 | 598
26-727-100 | DisplayPort Optical Cable 100' (30.4 m) - Plenum | 1020 | 612 | 663
26-727-125 | DisplayPort Optical Cable 125' (38 m) - Plenum | 1100 | 660 | 715
26-727-150 | DisplayPort Optical Cable 150' (45.7 m) - Plenum | 1250 | 750 | 812.5
26-727-25 | DisplayPort Optical Cable 25' (7.6 m) - Plenum | 550 | 330 | 357.5
26-727-35 | DisplayPort Optical Cable 35' (10.6 m) - Plenum | 620 | 372 | 403
26-727-50 | DisplayPort Optical Cable 50' (15.2 m) - Plenum | 720 | 432 | 468
26-727-75 | DisplayPort Optical Cable 75' (22.8 m) - Plenum | 920 | 552 | 598
26-757-12 | DisplayPort Ultra Plus Flexible 4K Cables 12' (3.6 m) | 120 | 72 | 78
26-753-03 | DisplayPort Ultra Plus Flexible 8K Cables 3' (90 cm) | 70 | 42 | 45.5
26-753-06 | DisplayPort Ultra Plus Flexible 8K Cables 6' (1.8 m) | 90 | 54 | 58.5
26-753-09 | DisplayPort Ultra Plus Flexible 8K Cables 9' (2.7 m) | 100 | 60 | 65
26-681-06 | DP to DVI-D SL, Active, 6' (1.8 m) | 82 | 49.2 | 53.3
60-1686-01 | DisplayPort Female to HDMI Female Active Adapter | 470 | 282 | 305.5
26-712-01 | DisplayPort Male to HDMI Female Active Adapter | 108 | 64.8 | 70.2
26-713-01 | DisplayPort Male to HDMI Female Active Adapter Cable - 6" (15 cm) | 130 | 78 | 84.5
26-714-06 | DisplayPort Male to HDMI Female Active Adapter Cable - 6ft (1.8 m) | 164 | 98.4 | 106.6
26-664-01 | DisplayPort Male to VGA Female Active Adapter - 6" Pigtail | 94 | 56.4 | 61.1
26-682-06 | DP to VGA, Active, 6' (1.8 m) | 140 | 84 | 91
60-1253-01 | Three Input HDCP-Compliant Scaler | 1390 | 834 | 903.5
60-1303-01 | 3G-SDI to HDMI Scaler with Audio Embedding | 2080 | 1248 | 1352
60-1878-01 | 4K/60 HDMI to HDMI Scaler | 1380 | 828 | 897
60-1878-02 | 4K/60 HDMI to HDMI Scaler with Audio Embedding and De-Embedding | 1840 | 1104 | 1196
60-1304-01 | HDMI to 3G-SDI Scaler with Audio Embedding | 2080 | 1248 | 1352
60-1573-02 | Dual Input and Output HDMI to HDMI 4K/60 4:4:4 Scaler with Audio Embedding and De-Embedding | 5780 | 3468 | 3757
79-530-01 | DSP Application Software | FREE | FREE | FREE
60-1381-01 | 10x8 Seamless 4K Scaling Presentation Matrix Switcher - Preamp Output w/o Amplifier and Control Processor | 18520 | 11112 | 12038
60-1381-93 | 100 Watt 70 V Mono Amp, AV LAN | 20130 | 12078 | 13084.5
60-1381-93A | 100 Watt 70 V Mono Amp, AV LAN, LL UI Upgrade | 21510 | 12906 | 13981.5
60-1381-92 | 2 x 50 Watt Stereo Amp, AV LAN | 20130 | 12078 | 13084.5
60-1381-92A | 2 x 50 Watt Stereo Amp, AV LAN, LL UI Upgrade | 21510 | 12906 | 13981.5
60-1583-01 | 8x2 Seamless 4K Scaling Presentation Matrix Switcher - Preamp Output w/o Amplifier and Control Processor | 9270 | 5562 | 6025.5
60-1583-93 | 100 Watt 70 V Mono Amp, AV LAN | 11020 | 6612 | 7163
60-1583-93A | 100 Watt 70 V Mono Amp, AV LAN, LL UI Upgrade | 12390 | 7434 | 8053.5
60-1583-92 | 2 x 50 Watt Stereo Amp, AV LAN | 11020 | 6612 | 7163
60-1583-92A | 2 x 50 Watt Stereo Amp, AV LAN, LL UI Upgrade | 12390 | 7434 | 8053.5
60-1368-01 | 8x4 Scaling Presentation Matrix Switchers with DTP Extension - Preamp Output w/o Amplifier and Control Processor | 7670 | 4602 | 4985.5
60-1515-01 | 8x4 Seamless Scaling Presentation Matrix Switcher - Preamp Output w/o Amplifier and Control Processor | 11580 | 6948 | 7527
60-1515-93 | 100 Watt 70 V Mono Amp, AV LAN | 13220 | 7932 | 8593
60-1515-93A | 100 Watt 70 V Mono Amp, AV LAN, LL UI Upgrade | 14590 | 8754 | 9483.5
60-1515-92 | 2 x 50 Watt Stereo Amp, AV LAN | 13220 | 7932 | 8593
60-1515-92A | 2 x 50 Watt Stereo Amp, AV LAN, LL UI Upgrade | 14590 | 8754 | 9483.5
60-1368-13 | 8x4 Scaling Presentation Matrix Switchers with DTP Extension and Control - 100 Watt 70 Volt Mono Power Amplifier | 9290 | 5574 | 6038.5
60-1368-13A | 8x4 Scaling Presentation Matrix Switchers with DTP Extension and Control - 100 Watt 70 Volt Mono Power Amplifier, LinkLicense for User Interfaces Upgrade | 10660 | 6396 | 6929
60-1382-01 | 8x6 Seamless 4K Scaling Presentation Matrix Switcher - Preamp Output w/o Amplifier and Control Processor | 16210 | 9726 | 10536.5
60-1382-93 | 100 Watt 70 V Mono Amp, AV LAN | 17820 | 10692 | 11583
60-1382-93A | 100 Watt 70 V Mono Amp, AV LAN, LL UI Upgrade | 19200 | 11520 | 12480
60-1382-92 | 2 x 50 Watt Stereo Amp, AV LAN | 17820 | 10692 | 11583
60-1382-92A | 2 x 50 Watt Stereo Amp, AV LAN, LL UI Upgrade | 19200 | 11520 | 12480
60-1214-22 | DVI Twisted Pair Receiver - Decorator-Style Wallplate, Black - 230 feet (70 m) | 810 | 486 | 526.5
60-1272-13 | DVI Twisted Pair Receiver - 230 feet (70 m) | 570 | 342 | 370.5
60-1272-12 | DVI Twisted Pair Transmitter - 230 feet (70 m) | 570 | 342 | 370.5
60-1360-13 | Long Distance DVI Twisted Pair Receiver - 330 feet (100 m) | 640 | 384 | 416
60-1360-12 | Long Distance DVI Twisted Pair Transmitter - 330 feet (100 m) | 640 | 384 | 416
60-1437-01 | HDMI to Four Output DTP Twisted Pair Distribution Amplifier - 230 feet (70 m) | 3300 | 1980 | 2145
60-1437-51 | Long Distance HDMI to Four Output DTP Twisted Pair Distribution Amplifier - 330 feet (100 m) | 3770 | 2262 | 2450.5
60-1438-01 | HDMI to Eight Output DTP Twisted Pair Distribution Amplifier - 230 feet (70 m) | 3690 | 2214 | 2398.5
60-1438-51 | Long Distance HDMI to Eight Output DTP Twisted Pair Distribution Amplifier - 330 feet (100 m) | 4610 | 2766 | 2996.5
60-1271-13 | HDMI Twisted Pair Receiver - 230 feet (70 m) | 570 | 342 | 370.5
60-1271-12 | HDMI Twisted Pair Transmitter - 230 feet (70 m) | 570 | 342 | 370.5
60-1331-13 | Long Distance HDMI Twisted Pair Receiver - 330 feet (100 m) | 650 | 390 | 422.5
60-1331-12 | Long Distance HDMI Twisted Pair Transmitter - 330 feet (100 m) | 650 | 390 | 422.5
60-1076-23 | DisplayPort Rx w/EDID Minder – 230 feet (70 m) | 650 | 390 | 422.5
60-1076-63 | DisplayPort Rx w/EDID Minder – 330 feet (100 m) | 770 | 462 | 500.5
60-1531-12 | DTP Receiver for HDMI - Decorator-Style Wallplate, Black - 230 feet (70 m) | 820 | 492 | 533
60-1531-13 | DTP Receiver for HDMI - Decorator-Style Wallplate, White - 230 feet (70 m) | 820 | 492 | 533
60-1531-52 | Long Distance DTP Receiver for HDMI - Decorator-Style Wallplate, Black - 330 feet (100 m) | 930 | 558 | 604.5
60-1531-53 | Long Distance DTP Receiver for HDMI - Decorator-Style Wallplate, White - 330 feet (100 m) | 930 | 558 | 604.5
60-1076-12 | DisplayPort Twisted Pair Transmitter - 230 feet (70 m) | 650 | 390 | 422.5
60-1076-52 | Long Distance DisplayPort Twisted Pair Transmitter - 330 feet (100 m) | 770 | 462 | 500.5
60-1487-12 | Three Input Multi-Format Switcher with Integrated DTP Transmitter and Audio Embedding - 230 feet (70 m) | 1740 | 1044 | 1131
60-1487-52 | Three Input Multi-Format Switcher with Integrated Long Distance DTP Transmitter and Audio Embedding - 330 feet (100 m) | 1850 | 1110 | 1202.5
60-1569-12 | Two Input DTP Transmitter with Audio Embedding for EU Junction Boxes - 230 feet (70 m) | 1960 | 1176 | 1274
60-1532-12 | DTP HDMI Transmitter for Flex55 and EU Junction Boxes - 230 feet (70 m) | 690 | 414 | 448.5
60-1532-52 | Long Distance DTP HDMI Transmitter for Flex55 and EU Junction Boxes - 330 feet (100 m) | 810 | 486 | 526.5
60-1568-12 | Two Input DTP Transmitter with Audio Embedding for Floor Boxes - 230 feet (70 m) | 1960 | 1176 | 1274
60-1568-52 | Long Distance Two Input DTP Transmitter with Audio Embedding for Floor Boxes - 330 feet (100 m) | 2070 | 1242 | 1345.5
60-1491-12 | HDMI Twisted Pair Transmitter with Input Loop-Through - 230 feet (70 m) | 930 | 558 | 604.5
60-1491-52 | Long Distance HDMI Twisted Pair Transmitter with Input Loop-Through - 330 feet (100 m) | 1050 | 630 | 682.5
60-1365-63 | Two Input DTP Transmitter for HDMI with Audio Embedding - Decorator-Style Wallplate, White - 230 feet (70 m) | 1270 | 762 | 825.5
60-1421-12 | DTP Transmitter for HDMI - Decorator-Style Wallplate, Black - 230 feet (70 m) | 700 | 420 | 455
60-1421-13 | DTP Transmitter for HDMI - Decorator-Style Wallplate, White - 230 feet (70 m) | 700 | 420 | 455
60-1421-52 | Long Distance DTP Transmitter for HDMI - Decorator-Style Wallplate, Black - 330 feet (100 m) | 820 | 492 | 533
60-1421-53 | Long Distance DTP Transmitter for HDMI - Decorator-Style Wallplate, White - 330 feet (100 m) | 820 | 492 | 533
60-1533-12 | DTP HDMI Transmitter for Flex55 and MK Junction Boxes - 230 feet (70 m) | 690 | 414 | 448.5
60-1625-01 | Four Input HDMI Switcher with Integrated DTP Transmitter | 1390 | 834 | 903.5
60-1551-12 | Three Input Switcher with Integrated DTP Transmitter and Audio Embedding - 230 feet (70 m) | 1620 | 972 | 1053
60-1551-52 | Three Input Switcher with Integrated Long Distance DTP Transmitter and Audio Embedding - 330 feet (100 m) | 1740 | 1044 | 1131
60-1755-12 | Two Input DTP Transmitter for HDMI and VGA with Audio Embedding - Decorator-Style Wallplate, Black - 230 feet (70 m) | 1280 | 768 | 832
60-1755-13 | Two Input DTP Transmitter for HDMI and VGA with Audio Embedding - Decorator-Style Wallplate, White - 230 feet (70 m) | 1280 | 768 | 832
60-1755-52 | Long Distance Two Input DTP Transmitter for HDMI and VGA with Audio Embedding - Decorator-Style Wallplate, Black - 330 feet (100 m) | 1390 | 834 | 903.5
60-1755-53 | Long Distance Two Input DTP Transmitter for HDMI and VGA with Audio Embedding - Decorator-Style Wallplate, White - 330 feet (100 m) | 1390 | 834 | 903.5
60-1812-01 | Standard Model | 7650 | 4590 | 4972.5
60-1812-93 | Control Processor and Mono Amp | 9480 | 5688 | 6162
60-1812-93A | Control Processor and Mono Amp, LL UI Upgrade | 10850 | 6510 | 7052.5
60-1812-92 | Control Processor and Stereo Amp | 9480 | 5688 | 6162
60-1812-92A | Control Processor and Stereo Amp, LL UI Upgrade | 10850 | 6510 | 7052.5
60-1631-63 | HDMI 4K/60 DTP2 Receiver with Audio De-Embedding | 880 | 528 | 572
60-1588-52 | HDMI 4K/60 DTP2 Receiver and Switcher with Audio De-Embedding | 2070 | 1242 | 1345.5
60-1741-52 | HDMI 4K/60 Wallplate Tx, Black – 330 feet (100 m) | 1150 | 690 | 747.5
60-1586-52 | Two Input 4K/60 DTP2 Transmitter for Floor Boxes | 2300 | 1380 | 1495
60-1659-52 | Three Input 4K/60 Switcher with Integrated DTP2 Transmitter | 2070 | 1242 | 1345.5
60-1626-52 | Four Input 4K/60 HDMI Switcher with Integrated DTP2 Transmitter | 1610 | 966 | 1046.5
60-1631-52 | HDMI 4K/60 DTP2 Transmitter with Audio Embedding | 870 | 522 | 565.5
60-1631-62 | HDMI 4K/60 DTP2 Transmitter with Audio Embedding | 870 | 522 | 565.5
60-1587-52 | Two Input 4K/60 HDMI Switcher with Integrated DTP2 Transmitter and HDMI Output | 2070 | 1242 | 1345.5
60-1570-01 | 4K/60 Presentation Matrix Switcher with Reversible DTP3 I/O, Standard Model | 11990 | 7194 | 7793.5
60-1570-12 | 4K/60 Presentation Matrix Switcher with Reversible DTP3 I/O, Control Processor and Amplifier | 13990 | 8394 | 9093.5
60-1570-12A | 4K/60 Presentation Matrix Switcher with Reversible DTP3 I/O, Control Processor and Amplifier, LL UI Upgrade | 15370 | 9222 | 9990.5
60-1570-13 | 4K/60 Presentation Matrix Switcher with Reversible DTP3 I/O, Control Processor, Amplifier and ShareLink | 16380 | 9828 | 10647
60-1570-13A | 4K/60 Presentation Matrix Switcher with Reversible DTP3 I/O, Control Processor, Amplifier and ShareLink, LL UI Upgrade | 17760 | 10656 | 11544
60-1661-01 | 4K/60 Presentation Matrix Switcher with Reversible DTP3 I/O, Standard Model | 13990 | 8394 | 9093.5
60-1661-12 | 4K/60 Presentation Matrix Switcher with Reversible DTP3 I/O, Control Processor and Amplifier | 15990 | 9594 | 10393.5
60-1661-12A | 4K/60 Presentation Matrix Switcher with Reversible DTP3 I/O, Control Processor and Amplifier, LL UI Upgrade | 17370 | 10422 | 11290.5
60-1661-13 | 4K/60 Presentation Matrix Switcher with Reversible DTP3 I/O, Control Processor, Amplifier and ShareLink | 18380 | 11028 | 11947
60-1661-13A | 4K/60 Presentation Matrix Switcher with Reversible DTP3 I/O, Control Processor, Amplifier and ShareLink, LL UI Upgrade | 19760 | 11856 | 12844
60-1694-01 | 4K/60 Presentation Matrix Switcher with Reversible DTP3 I/O, Standard Model | 15990 | 9594 | 10393.5
60-1694-12 | 4K/60 Presentation Matrix Switcher with Reversible DTP3 I/O, Control Processor and Amplifier | 17990 | 10794 | 11693.5
60-1694-12A | 4K/60 Presentation Matrix Switcher with Reversible DTP3 I/O, Control Processor and Amplifier, LL UI Upgrade | 19370 | 11622 | 12590.5
60-1694-13 | 4K/60 Presentation Matrix Switcher with Reversible DTP3 I/O, Control Processor, Amplifier and ShareLink | 20380 | 12228 | 13247
60-1694-13A | 4K/60 Presentation Matrix Switcher with Reversible DTP3 I/O, Control Processor, Amplifier and ShareLink, LL UI Upgrade | 21760 | 13056 | 14144
60-1696-01 | 4K/60 Presentation Matrix Switcher with Reversible DTP3 I/O, Standard Model | 21990 | 13194 | 14293.5
60-1696-12 | 4K/60 Presentation Matrix Switcher with Reversible DTP3 I/O, Control Processor and Amplifier | 23990 | 14394 | 15593.5
60-1696-12A | 4K/60 Presentation Matrix Switcher with Reversible DTP3 I/O, Control Processor and Amplifier, LL UI Upgrade | 25370 | 15222 | 16490.5
60-1869-63 | 4K/60 HDMI DTP3 Receiver with Audio De-Embedding | 990 | 594 | 643.5
60-1773-53 | DTP3 Receiver for 4K/60 HDMI and USB Data | 1790 | 1074 | 1163.5
60-1773-13 | HDMI 4K/60 Rx - 230 feet (70 m) | 1670 | 1002 | 1085.5
60-1902-52 | 4K/60 DTP3 Transmitter for HDMI – Decorator-Style Wallplate, Black | 1290 | 774 | 838.5
60-1902-53 | 4K/60 DTP3 Transmitter for HDMI – Decorator-Style Wallplate, White | 1290 | 774 | 838.5
60-1869-62 | 4K/60 HDMI DTP3 Transmitter with Input Loop-Through and Audio Embedding | 1150 | 690 | 747.5
60-1829-52 | Two Input DTP3 Transmitter for Flex55 and EU/MK Junction Boxes | 1690 | 1014 | 1098.5
60-1885-52 | Three Input 4K/60 Switcher with Integrated DTP3 Transmitter | 2190 | 1314 | 1423.5
60-1714-52 | Two Input 4K/60 DTP3 Transmitter for USB-C and HDMI with Audio Embedding – Decorator-Style Wallplate, Black | 1590 | 954 | 1033.5
60-1714-53 | Two Input 4K/60 DTP3 Transmitter for USB-C and HDMI with Audio Embedding – Decorator-Style Wallplate, White | 1590 | 954 | 1033.5
60-1773-52 | DTP3 Transmitter for 4K/60 HDMI and USB Data | 1690 | 1014 | 1098.5
60-1773-12 | HDMI 4K/60 Tx - 230 feet (70 m) | 1570 | 942 | 1020.5
60-1754-02 | Two JP AC Outlet – Double Space AAP – Black | 300 | 180 | 195
60-1936-02 | Two US AC Outlets – Double Space AAP – Black | 300 | 180 | 195
60-1596-02 | Two US Edison Style AC Outlet – Double Space AAP – Black | 430 | 258 | 279.5
60-1614-01 | RGB to HDMI Convertor with Audio Embedding | 580 | 348 | 377
60-977-01 | DVI Fiber Optic Extender | 1390 | 834 | 903.5
60-886-02 | Two Output DVI | 570 | 342 | 370.5
60-922-01 | Four Output DVI | 870 | 522 | 565.5
60-931-21 | Four Output with EDID Minder® | 1040 | 624 | 676
26-651-12 | Dual Link DVI Male to Male - 12' (3.6 m) | 174 | 104.4 | 113.1
26-651-35 | Dual Link DVI Male to Male - 35' (10.6 m) | 420 | 252 | 273
26-651-50 | Dual Link DVI Male to Male - 50' (15.2 m) | 570 | 342 | 370.5
26-651-06 | Dual Link DVI Male to Male - 6' (1.8 m) | 94 | 56.4 | 61.1
26-651-75 | Dual Link DVI Male to Male - 75' (22.8 m) | 810 | 486 | 526.5
26-649-200 | DVI Cable: Single Link DVI-D Male to Male - 200' (60.9 m) | 1380 | 828 | 897
26-649-25 | DVI Cable: Single Link DVI-D Male to Male - 25' (7.6 m) | 220 | 132 | 143
26-649-35 | DVI Cable: Single Link DVI-D Male to Male - 35' (10.6 m) | 320 | 192 | 208
26-649-50 | DVI Cable: Single Link DVI-D Male to Male - 50' (15.2 m) | 430 | 258 | 279.5
26-649-75 | DVI Cable: Single Link DVI-D Male to Male - 75' (22.8 m) | 600 | 360 | 390
26-662-12 | DVI Ultra Cable: Single Link DVI-D Male to Male -12' (3.6 m) | 104 | 62.4 | 67.6
26-662-03 | DVI Ultra Cable: Single Link DVI-D Male to Male - 3' (90 cm) | 72 | 43.2 | 46.8
26-662-06 | DVI Ultra Cable: Single Link DVI-D Male to Male - 6' (1.8 m) | 82 | 49.2 | 53.3
26-538-01 | DVI-I Female to DVI-D Male Adapter | 36 | 21.6 | 23.4
60-1059-01 | Five Input HDCP-Compliant Scaler with Seamless Switching | 3690 | 2214 | 2398.5
60-1059-04 | Five Input HDCP-Compliant Scaler with Seamless Switching and Audio plus 3G-SDI/HD-SDI Output | 5080 | 3048 | 3302
70-1161-12 | One-gang, black | 46 | 27.6 | 29.9
70-1161-13 | One-gang, white | 46 | 27.6 | 29.9
70-1161-22 | Two-gang, black | 58 | 34.8 | 37.7
70-1161-23 | Two-gang, white | 58 | 34.8 | 37.7
70-1161-32 | Three-gang, black | 72 | 43.2 | 46.8
70-1161-33 | Three-gang, white | 72 | 43.2 | 46.8
60-1497-21 | 16x16 4K/60 HDMI with 4 Audio Outputs | 18470 | 11082 | 12005.5
60-1496-21 | 16x8 4K/60 HDMI with 4 Audio Outputs | 15010 | 9006 | 9756.5
60-1678-01 | 4x2 4K/60 HDMI with 2 Audio Outputs | 1610 | 966 | 1046.5
60-1493-21 | 4x4 4K/60 HDMI with 2 Audio Outputs | 4750 | 2850 | 3087.5
60-1494-21 | 8x4 4K/60 HDMI with 2 Audio Outputs | 5900 | 3540 | 3835
60-1495-21 | 8x8 4K/60 HDMI with 2 Audio Outputs | 7060 | 4236 | 4589
60-1170-01 | eBUS® Distribution Hub | 300 | 180 | 195
60-1388-01 | eBUS Button Panel with 6 Buttons - US 2-Gang | 530 | 318 | 344.5
60-1672-31 | eBUS Button Panel with 4 Buttons - Flex55 and EU | 420 | 252 | 273
60-1084-31 | eBUS Button Panel with 6 Buttons - Flex55 and EU | 420 | 252 | 273
60-1189-31 | eBUS Button Panel with 8 Buttons - Flex55 and EU | 420 | 252 | 273
60-1190-23 | eBUS Button Panel with 10 Buttons - MK | 420 | 252 | 273
60-1632-02 | Cable Cubby eBUS Button Panel - Black | 1150 | 690 | 747.5
60-1389-01 | eBUS Button Panel with 10 Buttons - US 3-Gang | 640 | 384 | 416
60-1670-01 | eBUS Button Panel with 6 Buttons - US Single-Gang | 460 | 276 | 299
60-1086-01 | eBUS Button Panel with Transport Control - Decorator-Style Wallplate | 420 | 252 | 273
60-1184-31 | eBUS Button Panel with Volume Control - Flex55 and EU | 420 | 252 | 273
60-1705-03 | eBUS Partition Sensor | 1100 | 660 | 715
60-990-01 | EDID Emulator with EDID Minder® for DVI | 350 | 210 | 227.5
60-991-01 | EDID Emulator with EDID Minder® for VGA | 320 | 192 | 208
60-1680-02 | 4K/60 HDMI EDID Emulator with EDID Minder® Plus | 660 | 396 | 429
79-536-01 | EDID Management Software | FREE | FREE | FREE
60-1490-23 | Wireless Receiver for HDMI (AUS) | 770 | 462 | 500.5
60-1490-13 | Wireless Receiver for HDMI (EU) | 770 | 462 | 500.5
60-1490-03 | Wireless Receiver for HDMI (US) | 770 | 462 | 500.5
60-1490-22 | Wireless Transmitter for HDMI (AUS) | 710 | 426 | 461.5
60-1490-12 | Wireless Transmitter for HDMI (EU) | 710 | 426 | 461.5
60-1490-02 | Wireless Transmitter for HDMI (US) | 710 | 426 | 461.5
60-1161-02 | One US gang external wall box: black | 82 | 49.2 | 53.3
60-1161-03 | One US gang external wall box: white | 82 | 49.2 | 53.3
60-1162-02 | Two US gang external wall box: black | 82 | 49.2 | 53.3
60-1162-03 | Two US gang external wall box: white | 82 | 49.2 | 53.3
60-1163-02 | Three US gang external wall box: black | 94 | 56.4 | 61.1
60-1163-03 | Three US gang external wall box: white | 94 | 56.4 | 61.1
60-1164-02 | Four US gang external wall box: black | 104 | 62.4 | 67.6
60-1164-03 | Four US gang external wall box: white | 104 | 62.4 | 67.6
60-1165-02 | Five US gang external wall box: black | 118 | 70.8 | 76.7
60-1165-03 | Five US gang external wall box: white | 118 | 70.8 | 76.7
70-1252-23 | US two-gang external wall box: White | 82 | 49.2 | 53.3
70-1131-11 | One-gang External Wall Box for Flex55 and EU Products; White | 72 | 43.2 | 46.8
70-1131-12 | Two-gang External Wall Box for Flex55 and EU Products; White | 94 | 56.4 | 61.1
70-1131-13 | Three-gang External Wall Box for Flex55 and EU Products; White | 118 | 70.8 | 76.7
79-559-01 | Control App for TouchLink, eBUS, Network Button Panels, and MediaLink | CALL | Call For Quote | Call For Quote
79-600-01 | Android Control App for TouchLink Pro, eBUS, and MediaLink Plus | CALL | Call For Quote | Call For Quote
42-120-13 | Full-Range Flat Field® Speakers with 1' x 2' Low Profile Enclosure and 70/100 V Transformer, Pair | 530 | 318 | 344.5
42-141-03 | Full-Range Flat Field® Speakers with 2' x 2' Low Profile Enclosure and 70/100 V Transformer, Pair | 600 | 360 | 390
42-141-23 | Full-Range Flat Field® Speakers with 600 x 600 mm Low Profile Enclosure and 70/100V Transformer, Pair | 600 | 360 | 390
79-508-01 | Free Firmware Upgrade Utility | FREE | FREE | FREE
70-1155-12 | One-gang Mounting Kit for Flex55 and European Junction Boxes - Black | 46 | 27.6 | 29.9
70-1155-13 | One-gang Mounting Kit for Flex55 and European Junction Boxes - White | 48 | 28.8 | 31.2
70-1155-22 | Two-gang Mounting Kit for Flex55 and European Junction Boxes - Black | 58 | 34.8 | 37.7
70-1155-23 | Two-gang Mounting Kit for Flex55 and European Junction Boxes - White | 58 | 34.8 | 37.7
70-1155-32 | Three-gang Mounting Kit for Flex55 and European Junction Boxes - Black | 72 | 43.2 | 46.8
70-1155-33 | Three-gang Mounting Kit for Flex55 and European Junction Boxes - White | 72 | 43.2 | 46.8
70-1155-42 | Four-gang Mounting Kit for Flex55 and European Junction Boxes - Black | 82 | 49.2 | 53.3
70-1155-43 | Four-gang Mounting Kit for Flex55 and European Junction Boxes - White | 82 | 49.2 | 53.3
70-1342-22 | Two-gang Mounting Kit for Flex55 and European Junction Boxes - Black | 58 | 34.8 | 37.7
70-1342-23 | Two-gang, Single-opening Mounting Kit for Flex55 and European Junction Boxes - White | 58 | 34.8 | 37.7
60-1692-52 | AC Module, Australia: Black | 128 | 76.8 | 83.2
60-1692-22 | AC Module, Central Europe: Black | 128 | 76.8 | 83.2
60-1692-23 | AC Module, Central Europe: White | 128 | 76.8 | 83.2
60-1692-12 | AC Module, Multi-Region: Black | 128 | 76.8 | 83.2
60-1692-13 | AC Module, Multi-Region: White | 128 | 76.8 | 83.2
60-1692-42 | AC Module, Swiss: Black | 140 | 84 | 91
60-1692-32 | AC Module, UK: Black | 140 | 84 | 91
60-1692-02 | AC Module, US: Black | 128 | 76.8 | 83.2
60-1692-03 | AC Module, US: White | 128 | 76.8 | 83.2
60-1945-02 | US Outlet, USB Type-A and USB Type-C Module; Black | 410 | 246 | 266.5
60-1945-03 | US Outlet, USB Type-A and USB Type-C Module; White | 410 | 246 | 266.5
70-1143-52 | Black: HDMI and Audio | 128 | 76.8 | 83.2
70-1143-53 | White: HDMI and Audio | 128 | 76.8 | 83.2
70-1143-72 | Black; HDMI, USB 2, and USB-C | 220 | 132 | 143
70-1143-73 | White: HDMI, USB 2, and USB-C | 220 | 132 | 143
70-1239-72 | Black: HDMI, USB 3, and USB-C | 220 | 132 | 143
70-1239-73 | White: HDMI, USB 3, and USB-C | 220 | 132 | 143
60-1786-02 | One USB-C® & One USB-A, Black | 460 | 276 | 299
60-1786-03 | One USB-C & One USB-A, White | 460 | 276 | 299
60-1693-02 | Two USB Outlets, Black | 220 | 132 | 143
60-1693-03 | Two USB Outlets, White | 220 | 132 | 143
70-228-02 | Conduit Kit for Hard Wired Electrical Environments | 128 | 76.8 | 83.2
70-1187-01 | Full Rack Width, 2U Flex55 and EU Mounting Kit - Black | 186 | 111.6 | 120.9
70-452-11 | Triple Space AAP - Black: Four RJ-45 Female to Female Barrels - CAT 5e | 128 | 76.8 | 83.2
70-966-01 | 16x16 Input/Output Board for FOX Matrix - 3G-SDI | CALL | Call For Quote | Call For Quote
70-771-21 | 16x16 Input/Output Board for FOX Matrix - Multimode | CALL | Call For Quote | Call For Quote
70-771-22 | 16x16 Input/Output Board for FOX Matrix - Singlemode | CALL | Call For Quote | Call For Quote
70-792-01 | 8x8 Input/Output Board for FOX Matrix - 3G-SDI | CALL | Call For Quote | Call For Quote
70-791-01 | 8x8 Input/Output Board for FOX Matrix - 850 nm Multimode | CALL | Call For Quote | Call For Quote
70-791-21 | 8x8 Input/Output Board for FOX Matrix - Multimode | CALL | Call For Quote | Call For Quote
70-791-02 | 8x8 Input/Output Board for FOX Matrix - 1310 nm Singlemode | CALL | Call For Quote | Call For Quote
70-791-22 | 8x8 Input/Output Board for FOX Matrix - Singlemode | CALL | Call For Quote | Call For Quote
60-1462-21 | Extender for DisplayPort, Multi-Channel Audio, and RS-232 | 5200 | 3120 | 3380
60-1462-22 | Extender for DisplayPort, Multi-Channel Audio, and RS-232 | 6460 | 3876 | 4199
60-1462-11 | Extender for DisplayPort, Multi-Channel Audio, and RS-232 | 5200 | 3120 | 3380
60-1462-12 | Extender for DisplayPort, Multi-Channel Audio, and RS-232 | 6460 | 3876 | 4199
60-1351-11 | Extender for HDMI, Multi-Channel Audio, and RS-232 | 5200 | 3120 | 3380
60-1351-12 | Extender for HDMI, Multi-Channel Audio, and RS-232 | 6460 | 3876 | 4199
60-1257-01 | Modular Fiber Optic Matrix Switcher from 8x8 to 32x32 | CALL | Call For Quote | Call For Quote
70-709-01 | Replacement Fan Kit | CALL | Call For Quote | Call For Quote
70-710-01 | Replacement Power Supply Kit | CALL | Call For Quote | Call For Quote
60-1082-01 | Modular Fiber Optic Matrix Switcher from 16x16 to 320x320 | CALL | Call For Quote | Call For Quote
70-772-02 | Replacement Power Supply Kit | CALL | Call For Quote | Call For Quote
60-1256-01 | Modular Fiber Optic Matrix Switcher from 8x8 to 72x72 | CALL | Call For Quote | Call For Quote
70-651-21 | Blank Plate for FOX Matrix | CALL | Call For Quote | Call For Quote
60-1526-21 | Fiber Optic Receiver for USB - Multimode | 1390 | 834 | 903.5
60-1526-22 | Fiber Optic Receiver for USB - Singlemode | 1740 | 1044 | 1131
60-1474-21 | Fiber Optic Receiver for USB - Multimode | 1230 | 738 | 799.5
60-1474-22 | Fiber Optic Receiver for USB - Singlemode | 1510 | 906 | 981.5
60-941-21 | Fiber Optic Receiver for Video, Audio, and RS-232 - 850 nm Multimode | 1500 | 900 | 975
60-941-22 | Fiber Optic Receiver for Video, Audio, and RS-232 - 1310 nm Singlemode | 1840 | 1104 | 1196
60-1526-11 | Fiber Optic Transmitter for USB - Multimode | 1390 | 834 | 903.5
60-1526-12 | Fiber Optic Transmitter for USB - Singlemode | 1740 | 1044 | 1131
60-1474-11 | Fiber Optic Transmitter for USB - Multimode | 1230 | 738 | 799.5
60-1474-12 | Fiber Optic Transmitter for USB - Singlemode | 1510 | 906 | 981.5
60-1230-11 | Three Input Transmitter for HDMI, VGA, Audio, and RS-232 with Local HDMI Output - Multimode | 3690 | 2214 | 2398.5
60-1230-12 | Three Input Transmitter for HDMI, VGA, Audio, and RS-232 with Local HDMI Output - Singlemode | 4610 | 2766 | 2996.5
70-1120-04 | Replacement Fan Kit | CALL | Call For Quote | Call For Quote
70-1120-03 | Replacement Fan Kit | CALL | Call For Quote | Call For Quote
70-1107-03 | 8x8 I/O Board - Multimode | CALL | Call For Quote | Call For Quote
70-1107-04 | 8x8 I/O Board - Singlemode | CALL | Call For Quote | Call For Quote
70-1119-03 | Power Supply Kit | CALL | Call For Quote | Call For Quote
70-1119-04 | Replacement Power Supply Kit | CALL | Call For Quote | Call For Quote
70-1120-01 | Replacement Fan Kit | CALL | Call For Quote | Call For Quote
70-1119-01 | Replacement Power Supply Kit | CALL | Call For Quote | Call For Quote
70-1119-02 | Replacement Power Supply Kit | CALL | Call For Quote | Call For Quote
70-1120-02 | Replacement Fan Kit | CALL | Call For Quote | Call For Quote
70-1107-01 | 8x8 Input/Output Board for FOX3 Matrix - Multimode | CALL | Call For Quote | Call For Quote
70-1107-02 | 8x8 Input/Output Board for FOX3 Matrix - Singlemode | CALL | Call For Quote | Call For Quote
70-1121-01 | Blank Plate for FOX3 Matrix | CALL | Call For Quote | Call For Quote
60-1577-12 | Modular Fiber Optic Matrix Switcher from 8x8 to 160x160 | CALL | Call For Quote | Call For Quote
60-1716-05 | Configured Fiber Optic Matrix Switcher - 16x16 Multimode | CALL | Call For Quote | Call For Quote
60-1716-15 | Configured Fiber Optic Matrix Switcher - 16x16 Singlemode | CALL | Call For Quote | Call For Quote
60-1716-06 | Configured Fiber Optic Matrix Switcher - 24x24 Multimode | CALL | Call For Quote | Call For Quote
60-1716-16 | Configured Fiber Optic Matrix Switcher - 24x24 Singlemode | CALL | Call For Quote | Call For Quote
60-1716-04 | Configured Fiber Optic Matrix Switcher - 8x8 Multimode | CALL | Call For Quote | Call For Quote
60-1716-14 | Configured Fiber Optic Matrix Switcher - 8x8 Singlemode | CALL | Call For Quote | Call For Quote
60-1578-12 | Modular Fiber Optic Matrix Switcher from 8x8 to 320x320 | CALL | Call For Quote | Call For Quote
60-1576-12 | Modular Fiber Optic Matrix Switcher from 8x8 to 40x40 | CALL | Call For Quote | Call For Quote
60-1978-12 | Modular Fiber Optic Matrix Switcher from 8x8 to 560x560 | CALL | Call For Quote | Call For Quote
70-1230-01 | FOX3 560x/840x P/S Kit | CALL | Call For Quote | Call For Quote
60-1553-12 | Modular Fiber Optic Matrix Switcher from 8x8 to 80x80 | CALL | Call For Quote | Call For Quote
60-1882-12 | FOX3 Matrix 840x IPCP Pro | CALL | Call For Quote | Call For Quote
60-1957-21 | Lossless 4K/60 Receiver - Multimode | 2300 | 1380 | 1495
60-1957-22 | Lossless 4K/60 Receiver - Singlemode | 2750 | 1650 | 1787.5
60-1523-21 | Lossless 4K/60 Receiver - Multimode | 4840 | 2904 | 3146
60-1523-23 | Uncompressed 4K/60 Receiver - Multimode | 6920 | 4152 | 4498
60-1523-24 | Uncompressed 4K/60 Receiver - Singlemode | 7830 | 4698 | 5089.5
60-1600-21 | Lossless 4K/60 Scaling Receiver - Multimode | 4380 | 2628 | 2847
60-1600-23 | Uncompressed 4K/60 Scaling Receiver - Multimode | 6460 | 3876 | 4199
70-1224-21 | Lossless 4K/60 Scaling Receiver - Multimode | 3390 | 2034 | 2203.5
70-1224-23 | Uncompressed 4K/60 Scaling Receiver - Multimode | 5250 | 3150 | 3412.5
70-1224-22 | Lossless 4K/60 Scaling Receiver - Singlemode | 3790 | 2274 | 2463.5
70-1224-24 | Uncompressed 4K/60 Scaling Receiver - Singlemode | 5650 | 3390 | 3672.5
60-1600-22 | Lossless 4K/60 Scaling Receiver - Singlemode | 4830 | 2898 | 3139.5
60-1600-24 | Uncompressed 4K/60 Scaling Receiver - Singlemode | 7360 | 4416 | 4784
60-1749-21 | Lossless 4K/60 Scaling Receiver - Multimode | 5390 | 3234 | 3503.5
60-1749-23 | Uncompressed 4K/60 Scaling Receiver - Multimode | 7470 | 4482 | 4855.5
70-1190-21 | Lossless 4K/60 Scaling Receiver - Multimode | 4090 | 2454 | 2658.5
70-1190-23 | Uncompressed 4K/60 Scaling Receiver - Multimode | 5950 | 3570 | 3867.5
70-1190-22 | Lossless 4K/60 Scaling Receiver - Singlemode | 4490 | 2694 | 2918.5
70-1190-24 | Uncompressed 4K/60 Scaling Receiver - Singlemode | 6750 | 4050 | 4387.5
60-1749-22 | Lossless 4K/60 Scaling Receiver - Singlemode | 5840 | 3504 | 3796
60-1749-24 | Uncompressed 4K/60 Scaling Receiver - Singlemode | 8370 | 5022 | 5440.5
60-1732-21 | Lossless 4K/60 Scaling Receiver - Multimode | 4990 | 2994 | 3243.5
60-1732-23 | Uncompressed 4K/60 Scaling Receiver - Multimode | 7070 | 4242 | 4595.5
70-1223-21 | Lossless 4K/60 Scaling Receiver - Multimode | 3690 | 2214 | 2398.5
70-1223-23 | Uncompressed 4K/60 Scaling Receiver - Multimode | 5550 | 3330 | 3607.5
70-1223-22 | Lossless 4K/60 Scaling Receiver - Singlemode | 4090 | 2454 | 2658.5
70-1223-24 | Uncompressed 4K/60 Scaling Receiver - Singlemode | 6350 | 3810 | 4127.5
60-1732-22 | Lossless 4K/60 Scaling Receiver - Singlemode | 5440 | 3264 | 3536
60-1732-24 | Uncompressed 4K/60 Scaling Receiver - Singlemode | 7970 | 4782 | 5180.5
60-1957-11 | Lossless 4K/60 Transmitter - Multimode | 2300 | 1380 | 1495
60-1957-12 | Lossless 4K/60 Transmitter - Singlemode | 2750 | 1650 | 1787.5
60-1600-11 | Lossless 4K/60 Transmitter - Multimode | 4380 | 2628 | 2847
60-1600-13 | Uncompressed 4K/60 Transmitter - Multimode | 6460 | 3876 | 4199
70-1224-11 | PowerCage Fiber Optic Transmitter for HDMI, Audio, and RS-232 | 3590 | 2154 | 2333.5
70-1224-13 | PowerCage Fiber Optic Transmitter for HDMI, Audio, and RS-232 | 5670 | 3402 | 3685.5
70-1224-12 | PowerCage Fiber Optic Transmitter for HDMI, Audio, and RS-232 | 4040 | 2424 | 2626
70-1224-14 | PowerCage Fiber Optic Transmitter for HDMI, Audio, and RS-232 | 6570 | 3942 | 4270.5
60-1600-12 | Lossless 4K/60 Transmitter - Singlemode | 4830 | 2898 | 3139.5
60-1600-14 | Uncompressed 4K/60 Transmitter - Singlemode | 7360 | 4416 | 4784
60-1522-11 | Lossless 4K/60 Transmitter - Multimode | 5310 | 3186 | 3451.5
60-1522-13 | Uncompressed 4K/60 Transmitter - Multimode | 7390 | 4434 | 4803.5
70-1190-11 | PowerCage Fiber Optic Transmitter for HDMI, USB, Audio, and RS-232 | 4510 | 2706 | 2931.5
70-1190-13 | PowerCage Fiber Optic Transmitter for HDMI, USB, Audio, and RS-232 | 6590 | 3954 | 4283.5
70-1190-12 | PowerCage Fiber Optic Transmitter for HDMI, USB, Audio, and RS-232 | 4970 | 2982 | 3230.5
70-1190-14 | PowerCage Fiber Optic Transmitter for HDMI, USB, Audio, and RS-232 | 7500 | 4500 | 4875
60-1522-12 | Lossless 4K/60 Transmitter - Singlemode | 5760 | 3456 | 3744
60-1522-14 | Uncompressed 4K/60 Transmitter - Singlemode | 8290 | 4974 | 5388.5
60-1523-11 | Lossless 4K/60 Transmitter - Multimode | 4840 | 2904 | 3146
60-1523-13 | Uncompressed 4K/60 Transmitter - Multimode | 6920 | 4152 | 4498
70-1223-11 | PowerCage Fiber Optic Transmitter for HDMI, USB, Audio, and RS-232 | 4050 | 2430 | 2632.5
70-1223-13 | PowerCage Fiber Optic Transmitter for HDMI, USB, Audio, and RS-232 | 6130 | 3678 | 3984.5
70-1223-12 | PowerCage Fiber Optic Transmitter for HDMI, USB, Audio, and RS-232 | 4500 | 2700 | 2925
70-1223-14 | PowerCage Fiber Optic Transmitter for HDMI, USB, Audio, and RS-232 | 7030 | 4218 | 4569.5
60-1523-12 | Lossless 4K/60 Transmitter - Singlemode | 5300 | 3180 | 3445
60-1523-14 | Uncompressed 4K/60 Transmitter - Singlemode | 7830 | 4698 | 5089.5
60-1174-21 | Fiber Optic Receiver for HDMI, Audio, and RS-232 - 850 nm Multimode | 2300 | 1380 | 1495
60-1174-22 | Fiber Optic Receiver for HDMI, Audio, and RS-232 - 1310 nm Singlemode | 2880 | 1728 | 1872
60-934-21 | Fiber Optic Receiver for VGA, Audio, and RS-232 - 850 nm Multimode | 2300 | 1380 | 1495
60-1187-21 | Fiber Optic Scaling Receiver for HDMI, Audio, and RS-232 - Multimode | 3230 | 1938 | 2099.5
60-1187-22 | Fiber Optic Scaling Receiver for HDMI, Audio, and RS-232 - Singlemode | 4040 | 2424 | 2626
60-1174-11 | Fiber Optic Transmitter for HDMI, Audio, and RS-232 - 850 nm Multimode | 2300 | 1380 | 1495
60-1174-12 | Fiber Optic Transmitter for HDMI, Audio, and RS-232 - 1310 nm Singlemode | 2880 | 1728 | 1872
60-1706-01 | Front Panel Controller for FOX and FOX3 Matrix Switchers | 11540 | 6924 | 7501
79-511-01 | Free Configuration Software for Extron IP Link® Products and GlobalViewer® | FREE | FREE | FREE
79-544-01 | Powerful Configuration Software for AV Control Systems | CALL | Call For Quote | Call For Quote
79-656-01 |  | CALL | Call For Quote | Call For Quote
29-096-01 | Server-Based Resource Management Software | CALL | Call For Quote | Call For Quote
03-003-01 | Commissioning Services for GVE | CALL | Call For Quote | Call For Quote
29-096-03 | Resource Mngmnt Software Update | CALL | Call For Quote | Call For Quote
03-003-03 | Commissioning Services for GVE Update | CALL | Call For Quote | Call For Quote
79-535-01 | Free User Interface Design Software for TouchLink® Touchpanels | FREE | FREE | FREE
79-574-01 | Free Design Software for User Interfaces | FREE | FREE | FREE
60-1681-01 | 4K/60 HDMI Audio De-Embedder | 920 | 552 | 598
60-1682-01 | 4K/60 HDMI Audio Embedder | 920 | 552 | 598
42-285-01 | Meeting Collaboration System, Decorator Tx, White | 1500 | 900 | 975
42-285-02 | Meeting Collaboration System, Decorator Tx, Black | 1500 | 900 | 975
42-271-01 | Meeting Space Collaboration System, Decorator Tx, White | 2030 | 1218 | 1319.5
42-271-02 | Meeting Space Collaboration System, Decorator Tx, Black | 2030 | 1218 | 1319.5
42-268-01 | Meeting Space Collaboration System | 1840 | 1104 | 1196
42-268-01Z | Meeting Collaboration System – Zoom Room | 1840 | 1104 | 1196
60-1621-01 | 4K/60 HDMI Cable Equalizer | 470 | 282 | 305.5
60-1633-01 | Automation Controller | 590 | 354 | 383.5
26-726-100 | HDMI Premium High Speed Optical Cable 100' (30.4 m) - Plenum | 800 | 480 | 520
26-726-125 | HDMI Premium High Speed Optical Cable 125' (38 m) - Plenum | 870 | 522 | 565.5
26-726-150 | HDMI Premium High Speed Optical Cable 150' (45.7 m) - Plenum | 970 | 582 | 630.5
26-726-25 | HDMI Premium High Speed Optical Cable 25' (7.6 m) - Plenum | 430 | 258 | 279.5
26-726-250 | HDMI Premium High Speed Optical Cable 250' (76.2 m) - Plenum | 1280 | 768 | 832
26-726-300 | HDMI Premium High Speed Optical Cable 300' (91.4 m) - Plenum | 1460 | 876 | 949
26-726-35 | HDMI Premium High Speed Optical Cable 35' (10.6 m) - Plenum | 490 | 294 | 318.5
26-726-50 | HDMI Premium High Speed Optical Cable 50' (15.2 m) - Plenum | 550 | 330 | 357.5
26-726-75 | HDMI Premium High Speed Optical Cable 75' (22.8 m) - Plenum | 730 | 438 | 474.5
26-614-03 | HDMI to DVI Standard Speed Cable - 12' (3.6 m) | 94 | 56.4 | 61.1
26-614-04 | HDMI to DVI Standard Speed Cable - 25' (7.6 m) | 150 | 90 | 97.5
26-614-01 | HDMI to DVI Standard Speed Cable - 3' (90 cm) | 58 | 34.8 | 37.7
26-614-05 | HDMI to DVI Standard Speed Cable - 35' (10.6 m) | 320 | 192 | 208
26-614-06 | HDMI to DVI Standard Speed Cable - 50' (15.2 m) | 400 | 240 | 260
26-614-02 | HDMI to DVI Standard Speed Cable - 6' (1.8 m) | 72 | 43.2 | 46.8
26-650-175 | Standard HDMI Pro Cable - 175' (53.2 m) | 1150 | 690 | 747.5
26-650-200 | HDMI Pro Cable - 200' (60.9 m) | 1380 | 828 | 897
26-650-25 | 4K Premium High Speed HDMI Pro Cable - 25' (7.6 m) | 240 | 144 | 156
26-650-35 | 4K Premium High Speed HDMI Pro Cable - 35' (10.6 m) | 350 | 210 | 227.5
26-650-50 | 4K High Speed HDMI Pro Cable - 50' (15.2 m) | 460 | 276 | 299
26-683-06 | HDMI SM Cable, 6' (1.8 m) | 174 | 104.4 | 113.1
26-683-09 | HDMI SM Cable, 9' (2.7 m) | 196 | 117.6 | 127.4
26-683-12 | HDMI SM Cable, 12' (3.6 m) | 220 | 132 | 143
26-663-02 | 4K Premium High Speed HDMI Ultra-Flexible Cable - 1.5' (45 cm) | 50 | 30 | 32.5
26-663-12 | 4K Premium High Speed HDMI Ultra-Flexible Cable - 12' (3.6 m) | 108 | 64.8 | 70.2
26-663-15 | 4K Premium High Speed HDMI Ultra-Flexible Cable - 15' (4.5 m) | 124 | 74.4 | 80.6
26-663-03 | 4K Premium High Speed HDMI Ultra-Flexible Cable - 3' (90 cm) | 60 | 36 | 39
26-663-06 | 4K Premium High Speed HDMI Ultra-Flexible Cable - 6' (1.8 m) | 86 | 51.6 | 55.9
26-663-09 | 4K Premium High Speed HDMI Ultra-Flexible Cable - 9' (2.7 m) | 98 | 58.8 | 63.7
26-618-01 | HDMI to DVI Adapter: HDMI Female to DVI-D Female, Gold Plated Contacts | 52 | 31.2 | 33.8
26-616-01 | HDMI Female to DVI-D Male Adapter, Gold Plated Contacts | 48 | 28.8 | 31.2
26-617-01 | HDMI Male to DVI-D Female Adapter | 48 | 28.8 | 31.2
60-1739-01 | HDMI Female to DisplayPort Female Converter | 410 | 246 | 266.5
60-1277-12 | HDMI Fiber Optic Transmitter | 1380 | 828 | 897
60-1251-10 | 1U Basic Half Rack Shelf | 58 | 34.8 | 37.7
60-1251-01 | 1U Half Rack Blank Panel | 36 | 21.6 | 23.4
60-1251-20 | 1U Universal Half Rack Shelf Kit | 128 | 76.8 | 83.2
60-1422-0J | HSA - Hideaway Surface Access Enclosure with AV Connectivity and AC Power - Universal Power Outlet - Black Anodized | 1150 | 690 | 747.5
60-415-01 | Tilt-Up HSA Hideaway Surface Access Enclosure: US Power Outlet - Black Anodized | 1150 | 690 | 747.5
60-700-0J | Tilt-Up HSA Hideaway Surface Access Enclosure: Multi-Region Power Outlet - Black Anodized | 1150 | 690 | 747.5
101-034-01 | One Foot IEC to Edison Cable Adapter Kit | 104 | 62.4 | 67.6
60-1457-01 | Four Input HDCP-Compliant Scaler with DTP Extension | 2610 | 1566 | 1696.5
60-1457-02 | Four Input HDCP-Compliant Scaler | 2380 | 1428 | 1547
60-1081-01 | HDCP-Compliant Scaling Presentation Switcher | 2840 | 1704 | 1846
60-1238-81 | Standard Model | 4110 | 2466 | 2671.5
60-1238-96 | 100 Watt 70 V Mono Amp, AV LAN | 6220 | 3732 | 4043
60-1238-96A | 100 Watt 70 V Mono Amp, AV LAN, LL UI Upgrade | 7590 | 4554 | 4933.5
60-1238-95 | 2 x 50 Watt Stereo Amp, AV LAN | 6220 | 3732 | 4043
60-1238-95A | 2 x 50 Watt Stereo Amp, AV LAN, LL UI Upgrade | 7590 | 4554 | 4933.5
60-1238-83 | 100 Watt 70 V Mono Power Amplifier | 4690 | 2814 | 3048.5
60-1238-82 | 2 x 50 Watt Stereo Power Amplifier | 4690 | 2814 | 3048.5
60-1699-11 | Four Input 4K/60 Scaler | 3460 | 2076 | 2249
60-1699-12 | Four Input 4K/60 Seamless Switcher with DTP2 input | 3920 | 2352 | 2548
60-1699-14 | Four Input 4K/60 Seamless Switcher with DTP2 input and DTP2 output | 4380 | 2628 | 2847
60-1699-13 | Four Input 4K/60 Seamless Switcher with DTP2 output | 3920 | 2352 | 2548
60-1663-01 | Six Input 4K/60 Seamless Presentation Switcher | 5540 | 3324 | 3601
60-1615-01 | Standard Model | 6350 | 3810 | 4127.5
60-1615-93 | Control Processor and 70 V Mono Amp | 8350 | 5010 | 5427.5
60-1615-93A | Control Processor and 70 V Mono Amp, LL UI Upgrade | 9730 | 5838 | 6324.5
60-1615-92 | Control Processor and Stereo Amp | 8350 | 5010 | 5427.5
60-1615-92A | Control Processor and Stereo Amp, LL UI Upgrade | 9730 | 5838 | 6324.5
70-312-11 | Single Space MAAP - Black: One USB 2.0 Type-A Connector to Captive Screw | 72 | 43.2 | 46.8
70-312-21 | Single Space MAAP - White: One USB 2.0 Type-A Connector to Captive Screw | 72 | 43.2 | 46.8
70-161-11 | Single Space AAP - Black: Interface Remote Connector Plate, 15-pin HD Female to Female Barrel, 3.5 mm Stereo Audio Jack | 132 | 79.2 | 85.8
60-545-03 | IP Link® Accessory with Four Relays | 186 | 111.6 | 120.9
60-1911-01 | IPCP Pro xi Control Processor | 1610 | 966 | 1046.5
60-1911-01A | IPCP Pro xi Control Processor w/LinkLicense for User Interfaces Upgrade | 2990 | 1794 | 1943.5
60-1914-01 | IPCP Pro xi Quad Core Control Processor | 2070 | 1242 | 1345.5
60-1914-01A | IPCP Pro xi Quad Control Processor w/LinkLicense for User Interfaces Upgrade | 3450 | 2070 | 2242.5
60-1912-01 | IPCP Pro xi Control Processor | 2300 | 1380 | 1495
60-1912-01A | IPCP Pro xi Control Processor w/LinkLicense for User Interfaces Upgrade | 3680 | 2208 | 2392
60-1433-01 | IP Link® Pro Control Processor, DIN Rail | 2770 | 1662 | 1800.5
60-1433-01A | IP Link® Pro Control Processor w/DIN Rail and LinkLicense for User Interfaces Upgrade | 4140 | 2484 | 2691
60-1915-01 | IPCP Pro xi Quad Core Control Processor - DIN Rail | 2770 | 1662 | 1800.5
60-1432-01 | IP Link Pro Control Processor | 3000 | 1800 | 1950
60-1432-01A | IP Link® Pro Control Processor w/LinkLicense for User Interfaces Upgrade | 4370 | 2622 | 2840.5
60-1916-01 | IPCP Pro xi Quad Core Control Processor | 3230 | 1938 | 2099.5
60-1916-01A | IPCP Pro xi Quad Control Processor w/LinkLicense for User Interfaces Upgrade | 4600 | 2760 | 2990
60-1418-01 | IP Link® Pro Control Processor | 4380 | 2628 | 2847
60-1418-01A | IP Link® Pro Control Processor w/LinkLicense for User Interfaces Upgrade | 5760 | 3456 | 3744
60-1913-01A | IPCP Pro xi Control Processor w/LinkLicense for User Interfaces Upgrade | 5760 | 3456 | 3744
60-1917-01A | IPCP Pro xi Quad Control Processor w/LinkLicense for User Interfaces Upgrade | 6450 | 3870 | 4192.5
60-1618-01 | IP Link Pro Power and Device Control Processor | 1150 | 690 | 747.5
60-1618-01A | IP Link Pro Power and Device Control Processor w/LinkLicense for User Interfaces Upgrade | 2520 | 1512 | 1638
60-1910-01 | IPCP Pro xi Power and Device Control Processor | 1150 | 690 | 747.5
60-1910-01A | IPCP Pro xi Power and Device Control Processor w/LinkLicense for User Interfaces | 2520 | 1512 | 1638
60-1979-01 | IPCP Pro xi Control Processor | 990 | 594 | 643.5
60-1979-01A | IPCP Pro xi Control Proc., LL UI Upgrade | 2370 | 1422 | 1540.5
60-1908-01 | Control System I/O Expansion Interface | 1150 | 690 | 747.5
60-1956-01 | Control System Power Expansion Interface | 1840 | 1104 | 1196
60-1956-02 | Control System Power Expansion Interface with Cable Kit | 1920 | 1152 | 1248
60-1928-01 | Control System Power Expansion Interface | 1190 | 714 | 773.5
60-1907-01 | Control System I/O Expansion Interface | 1150 | 690 | 747.5
60-1905-01 | Control System I/O Expansion Interface | 580 | 348 | 377
60-1906-01 | Control System I/O Expansion Interface | 1040 | 624 | 676
60-1414-01 | Six Serial Port IP Link® Pro Control Processor | 1380 | 828 | 897
60-544-07 | Four Port Power Control and Current Sensor, 120 VAC | 1690 | 1014 | 1098.5
60-544-09 | Four Port Power Control and Current Sensor, 220 VAC | 1690 | 1014 | 1098.5
70-283-02 | IR Emitter Kit: Dual Kit With Shield | 58 | 34.8 | 37.7
70-283-01 | IR Emitter Kit: With Shield | 52 | 31.2 | 33.8
79-501-01 | Free IR Learning and Driver Creation Software | FREE | FREE | FREE
79-582-01 | IR Learning and Driver Creation Software for Pro Series Control Products | FREE | FREE | FREE
70-223-01 | Remote IR Receiver | 58 | 34.8 | 37.7
60-1684-01 | Eight Input HDMI & DisplayPort 4K/60 Seamless Switcher | 7990 | 4794 | 5193.5
60-1685-01 | 12-Input 4K/60 HDMI, DisplayPort, and 12G-SDI Seamless Switcher | 9990 | 5994 | 6493.5
79-550-01 | JPEG 2000 Encoding Software | FREE | FREE | FREE
79-550-02 | JPEG 2000 Professional Encoding Software | 4840 | 2904 | 3146
70-1036-01 | One-gang 2.5" deep | 30 | 18 | 19.5
70-1036-02 | Two-gang 2.5" deep | 48 | 28.8 | 31.2
60-1796-01 | KNX IP Interface | 590 | 354 | 383.5
42-343-01 | User Interfaces Upgrade Kit Qty. 5 | CALL | Call For Quote | Call For Quote
42-344-01 | User Interfaces Upgrade Kit Qty. 10 | CALL | Call For Quote | Call For Quote
42-345-01 | User Interfaces Upgrade Kit Qty. 25 | CALL | Call For Quote | Call For Quote
70-1098-11 | FOX3 Uncompressed 4K/60 Upgrade - Multimode | 2080 | 1248 | 1352
70-1098-12 | FOX3 Uncompressed 4K/60 Upgrade - Singlemode | 2530 | 1518 | 1644.5
79-2546-01 | User Interface Upgrade | 1380 | 828 | 897
79-2547-01 | SMP 351 80 GB Dual Recording Upgrade | 1790 | 1074 | 1163.5
79-2547-02 | SMP 351 w/ 3G-SDI 80 GB Dual Recording Upgrade | 1790 | 1074 | 1163.5
79-2547-03 | SMP 351 400 GB Dual Recording Upgrade | 1790 | 1074 | 1163.5
79-2547-04 | SMP 351 w/ 3G-SDI 400 GB Dual Recording Upgrade | 1790 | 1074 | 1163.5
79-2548-01 | SMP Enhanced Kaltura Features Upgrade | CALL | Call For Quote | Call For Quote
79-2551-01 | LinkLicense for NAVigator SIS Control | FREE | FREE | FREE
79-2551-02 | NAVigator 48 Endpoints Upgrade | 2300 | 1380 | 1495
79-2551-03 | NAVigator 96 Endpoints Upgrade | 6920 | 4152 | 4498
79-2551-04 | NAVigator 240 Endpoints Upgrade | 11540 | 6924 | 7501
79-2551-05 | NAVigator 48 to 96 Endpoints Upgrade | 4620 | 2772 | 3003
79-2551-06 | NAVigator 48 to 240 Endpoints Upgrade | 9240 | 5544 | 6006
79-2551-07 | NAVigator 96 to 240 Endpoints Upgrade | 4620 | 2772 | 3003
79-2553-01 | SMP 300 Series Horizontal Video Mirroring Upgrade | 920 | 552 | 598
79-2553-02 | SMP 111 Horizontal Video Mirroring Upgrade | 920 | 552 | 598
79-2562-01 | SMP Enhanced Panopto Features Upgrade | CALL | Call For Quote | Call For Quote
79-2563-01 | Audio Streaming Upgrade | CALL | Call For Quote | Call For Quote
79-2566-01 | SMP Enhanced YuJa Features Upgrade | CALL | Call For Quote | Call For Quote
79-2576-01 | Videowall Processor Control App | 580 | 348 | 377
79-2577-01 | TLP Control Processor Upgrade | 1150 | 690 | 747.5
79-2582-01 | 5 Additional VCPs Upgrade | 5500 | 3300 | 3575
79-2582-02 | 10 Additional VCPs Upgrade | 11000 | 6600 | 7150
79-2582-04 | 1 Additional VCP Upgrade | 1100 | 660 | 715
79-2584-01 | KVM Configuration and Control LinkLicense, FOX3 24x | CALL | Call For Quote | Call For Quote
79-2585-01 | KVM Configuration and Control LinkLicense, FOX3 40x | CALL | Call For Quote | Call For Quote
79-2586-01 | KVM Configuration and Control LinkLicense, FOX3 80x | CALL | Call For Quote | Call For Quote
79-2587-01 | KVM Configuration and Control LinkLicense, FOX3 160x | CALL | Call For Quote | Call For Quote
79-2588-01 | KVM Configuration and Control LinkLicense, FOX3 320x | CALL | Call For Quote | Call For Quote
79-2589-01 | KVM Configuration and Control LinkLicense for FOX3 Matrix 560x | CALL | Call For Quote | Call For Quote
79-2590-01 | KVM Configuration and Control Upgrade, FOX3 840x | CALL | Call For Quote | Call For Quote
79-2595-01 | Active Learning Upgrade | 2190 | 1314 | 1423.5
79-2599-01 | LinkLicense for MGP 641 xi | 1990 | 1194 | 1293.5
79-2602-01 | ConferenceShare Upgrade | 220 | 132 | 143
79-2604-01 | WC Pro Control Processor Upgrade | 790 | 474 | 513.5
101-020-01 | Cable Lacing Bracket; Package of 50 | 58 | 34.8 | 37.7
101-021-10 | Security Tether Kit for Cable Adapters, Package of 10 | 186 | 111.6 | 120.9
60-594-02 | Low Profile MAAP™ AV Connectivity Mounting Frame - Black | 94 | 56.4 | 61.1
60-1008-02 | MAAP™ AV Connectivity Mounting Frame for OBO Bettermann – formerly Ackermann – Floor Boxes | 118 | 70.8 | 76.7
60-860-51 | MAAP™ AV Connectivity Mounting Frames for European Junction Boxes: Holds 3 MAAP Modules | 58 | 34.8 | 37.7
60-860-53 | MAAP™ AV Connectivity Mounting Frames for European Junction Boxes: Holds 6 MAAP Modules | 82 | 49.2 | 53.3
60-1147-02 | MAAP™ AV Connectivity Mounting Frame for Three MAAP Modules Boxes - Black | 82 | 49.2 | 53.3
70-077-02 | 1U, 1/2 & 1/4 Rack Width Through-Desk Mount Kit for Two-Piece Enclosure | 58 | 34.8 | 37.7
70-1350-01 | Rack Mount Kit for 1U Full Rack Width, Four-piece Enclosures | 58 | 34.8 | 37.7
70-212-01 | Low-Profile Mount Kit for 1/8, 1/4, and 1/2 Rack Width Products | 62 | 37.2 | 40.3
70-077-01 | 1/4 & 1/2 Rack Width, Under-Desk Mount Kit for Two-Piece Enclosure | 62 | 37.2 | 40.3
70-219-01 | 1U, 1/2 Rack Width Under-Desk Mount Kit for Four-Piece Enclosure | 72 | 43.2 | 46.8
70-222-01 | 1U Full Rack Under-Desk Mount Kit for Four-Piece Enclosure | 58 | 34.8 | 37.7
60-440-01 | Three Output Stereo Audio Distribution Amplifier | 260 | 156 | 169
60-697-01 | Four Output Composite Video Distribution Amplifier with Gain and EQ | 290 | 174 | 188.5
60-446-01 | Five Output Composite Video Distribution Amplifier | 310 | 186 | 201.5
26-675-06 | Mini DisplayPort to DisplayPort, 6'(1.8m) | 82 | 49.2 | 53.3
26-673-06 | Mini DisplayPort to DVI-D SL, Active, 6'(1.8m) | 82 | 49.2 | 53.3
26-690-06 | Mini DP to HDMI Show Me Cable, 6' (1.8 m) for TeamWork Collaboration Systems | 220 | 132 | 143
26-706-12 | Mini DP to HDMI SM Cable, 12' (3.6m) | 280 | 168 | 182
26-679-06 | Mini DisplayPort to HDMI Female, Active, 6' (1.8m) | 118 | 70.8 | 76.7
60-1488-01 | HDMI and Audio to USB Scaling Bridge | 3690 | 2214 | 2398.5
60-1873-01 | 4K HDMI and Audio to USB Scaling Bridge | 4390 | 2634 | 2853.5
60-1574-11 | 4K/60 HDMI Multi-Window Processor | 10990 | 6594 | 7143.5
60-1574-12 | 4K/60 HDMI Multi-Window Processor with HDMI and 12G-SDI inputs | 11990 | 7194 | 7793.5
70-089-07 | Strain Reliefs for MHR Crimp Connectors - Assorted Colors, Qty. 50 | 58 | 34.8 | 37.7
70-089-05 | Strain Reliefs for MHR Crimp Connectors - Black, Qty. 50 | 58 | 34.8 | 37.7
70-089-03 | Strain Reliefs for MHR Crimp Connectors - Blue, Qty. 50 | 58 | 34.8 | 37.7
70-089-02 | Strain Reliefs for MHR Crimp Connectors - Green, Qty. 50 | 58 | 34.8 | 37.7
70-089-01 | Strain Reliefs for MHR Crimp Connectors - Red, Qty. 50 | 58 | 34.8 | 37.7
70-089-06 | Strain Reliefs for MHR Crimp Connectors - White, Qty. 50 | 58 | 34.8 | 37.7
70-089-04 | Strain Reliefs for MHR Crimp Connectors - Yellow, Qty. 50 | 58 | 34.8 | 37.7
26-378-03 | Five Conductor MHR - Mini High Resolution Cable: BNC Male to Male - Plenum - 12' (3.6m) | 108 | 64.8 | 70.2
26-378-06 | Five Conductor MHR - Mini High Resolution Cable: BNC Male to Male - Plenum - 75' (22.8 m) | 400 | 240 | 260
100-263-01 | 75 Ohm BNC Male Crimp Connectors for M59 Cable, Qty. 50 | 146 | 87.6 | 94.9
60-737-01 | Three Channel Line Level Mixer | 350 | 210 | 227.5
70-897-13 | 1-gang Mounting Kit for MK Junction Boxes – White | 48 | 28.8 | 31.2
70-897-23 | 2-gang Mounting Kit for MK Junction Boxes – White | 58 | 34.8 | 37.7
60-682-02 | Matrix Switcher X-Y Remote Control Panel - Black | 810 | 486 | 526.5
60-1090-01 | Volume Control Module | 380 | 228 | 247
60-600-02 | Enhanced MediaLink® Controller with Ethernet Control | 1780 | 1068 | 1157
60-1390-03 | MediaLink Controller with RS-232 and IR Display Control | 760 | 456 | 494
60-1390-33 | MediaLink® Controller with RS-232 and IR Display Control for EU Junction Boxes | 690 | 414 | 448.5
60-1390-23 | MediaLink® Controller with RS-232 and IR Display Control for MK Junction Boxes | 690 | 414 | 448.5
70-728-01 | Button Kits for MLC 62 Series MediaLink® Controllers, English | 58 | 34.8 | 37.7
60-1005-52 | MediaLink Controller for Cable Cubby Cable Access Enclosures | 870 | 522 | 565.5
60-1005-02 | MediaLink® Controller With RS-232 - Decorator-Style Wallplate | 820 | 492 | 533
60-1005-32 | MediaLink® Controller for EU Junction Boxes - Black | 820 | 492 | 533
60-1005-35 | MediaLink® Controller for EU Junction Boxes - White | 820 | 492 | 533
60-1005-23 | MediaLink® Controller for MK Junction Boxes | 820 | 492 | 533
60-1182-02 | MediaLink® Controller With Volume Control Knob - Decorator-Style Wallplate | 920 | 552 | 598
26-708-50 | Projector Communication Cable – Plenum - 50' (15.2m) | 122 | 73.2 | 79.3
60-1469-03 | MediaLink® Plus Controller | 1380 | 828 | 897
60-1540-02 | MediaLink® Plus Controller | 1460 | 876 | 949
60-1470-02 | MediaLink® Plus Controller | 1690 | 1014 | 1098.5
60-1541-02 | MediaLink® Plus Controller | 1740 | 1044 | 1131
60-2014-01 | Black, 4" Touch Surface, 2-Gang | 2190 | 1314 | 1423.5
60-1468-03 | MediaLink® Plus Controller | 1150 | 690 | 747.5
60-1194-03 | MediaLink® Plus Controller - Decorator-Style Wallplate | 1460 | 876 | 949
60-1354-33 | MediaLink® Plus Controller - EU Wallplate | 990 | 594 | 643.5
60-1354-23 | MediaLink® Plus Controller - MK Wallplate | 990 | 594 | 643.5
70-1193-01 | Black and White Faceplates for MLC Plus 100 and EBP 100, 4-gang | 118 | 70.8 | 76.7
70-1100-03 | Mounting Kit with Decorator-Style Opening for the MLC Plus 100 and EBP 100 | 82 | 49.2 | 53.3
70-1194-01 | Black and White Faceplates for MLC Plus 200 and EBP 200, 5-gang | 118 | 70.8 | 76.7
70-1101-03 | Mounting Kit with Decorator-Style Opening for the MLC Plus 200 and EBP 200 | 82 | 49.2 | 53.3
70-1094-02 | One-Gang Wall Mounting Kit for the MLC 55 RS | 30 | 18 | 19.5
70-688-02 | Six button bezel kit w/ buttons for MLC 62 D | 58 | 34.8 | 37.7
70-688-12 | Eight button bezel kit w/ buttons for MLC 62 D | 58 | 34.8 | 37.7
70-1272-33 | Mounting Kit for MLC Plus 84 EU and Flex55/EU Modules | 82 | 49.2 | 53.3
60-497-01 | Four Input Stereo Audio MediaLink® Switcher | 590 | 354 | 383.5
70-1264-12 | TLS 525M Mullion Mount Kit - Black | 220 | 132 | 143
70-1264-18 | TLS 525M Mullion Mount Kit – Aluminum | 220 | 132 | 143
70-1264-22 | TLS 725M Mount Kit – Black | 260 | 156 | 169
70-1264-28 | TLS 725M Mount Kit – Aluminum | 260 | 156 | 169
70-1264-32 | TLS 1025M Mount Kit – Black | 280 | 168 | 182
70-1264-38 | TLS 1025M Mount Kit – Aluminum | 280 | 168 | 182
60-718-10 | Microphone Preamplifier | 310 | 186 | 201.5
60-844-03 | Stereo Amp - 15 Watts Per Channel | 460 | 276 | 299
60-1449-11 | One Channel Amp, 60 watts at 100 volts | 620 | 372 | 403
60-1449-01 | One Channel Amp, 60 watts at 70 volts | 590 | 354 | 383.5
26-737-100 | Expansion Link Cable 100m | CALL | Call For Quote | Call For Quote
26-737-10 | 10 Meter Expansion Cable for Quantum Ultra | CALL | Call For Quote | Call For Quote
26-737-01 | 1 Meter Expansion Cable for Quantum Ultra | CALL | Call For Quote | Call For Quote
70-519-12 | One-Gang Mud Ring - Black | 14 | 8.4 | 9.1
70-519-13 | One-Gang Mud Ring - White | 14 | 8.4 | 9.1
70-519-22 | Two-Gang Mud Ring - Black | 28 | 16.8 | 18.2
70-519-23 | Two-Gang Mud Ring - White | 28 | 16.8 | 18.2
70-519-32 | Three-Gang Mud Ring - Black | 34 | 20.4 | 22.1
70-519-33 | Three-Gang Mud Ring - White | 34 | 20.4 | 22.1
70-519-42 | Four-Gang Mud Ring - Black | 42 | 25.2 | 27.3
70-519-43 | Four-Gang Mud Ring - White | 42 | 25.2 | 27.3
26-592-01 | Audio Adapter: 3.5 mm Mini Stereo to 2 RCA Female - 6" (15 cm) | 12 | 7.2 | 7.8
60-541-51 | MTP Twisted Pair Receiver for Composite Video and Audio | 310 | 186 | 201.5
60-1062-01 | MTP Twisted Pair Receiver for VGA and Audio | 600 | 360 | 390
60-540-51 | MTP Twisted Pair Transmitter for Composite Video and Audio | 310 | 186 | 201.5
60-1096-01 | Three Input Stereo Mixer with DSP | 590 | 354 | 383.5
60-2048-01 | Three Source Audio Mixer with DSP | 710 | 426 | 461.5
26-567-03 | VGA Micro HR Cable: 15-pin HD Male to Male Low-Profile Molded - 12' (3.6 m) | 66 | 39.6 | 42.9
26-567-04 | VGA Micro HR Cable: 15-pin HD Male to Male Low-Profile Molded - 25' (7.6 m) | 100 | 60 | 65
26-567-01 | VGA Micro HR Cable: 15-pin HD Male to 15-pin HD Male Low-Profile Molded - 3' (90 cm) | 54 | 32.4 | 35.1
26-567-02 | VGA Micro HR Cable: 15-pin HD Male to Male Low-Profile Molded - 6' (1.8 m) | 54 | 32.4 | 35.1
26-566-03 | VGA Micro HR with Audio Cable: 15-pin HD Male to Male Low-Profile Molded + 3.5mm Stereo Mini Plug Male to Male - 12' (3.6 m) | 78 | 46.8 | 50.7
26-566-04 | VGA Micro HR with Audio Cable: 15-pin HD Male to Male Low-Profile Molded + 3.5mm Stereo Mini Plug Male to Male - 25' (7.6 m) | 118 | 70.8 | 76.7
26-566-01 | VGA Micro HR with Audio Cable: 15-pin HD Male to Male Low-Profile Molded + 3.5mm Stereo Mini Plug Male to Male - 3' (90 cm) | 64 | 38.4 | 41.6
26-566-02 | VGA Micro HR with Audio Cable: 15-pin HD Male to Male Low-Profile Molded + 3.5mm Stereo Mini Plug Male to Male - 6' (1.8 m) | 64 | 38.4 | 41.6
26-566-09 | VGA Micro HR with Audio Cable: 15-pin HD Male to Male Low-Profile Molded + 3.5mm Stereo Mini Plug Male to Male - 9' (2.7 m) | 82 | 49.2 | 53.3
60-635-21 | 4x4 VGA and Stereo Audio Matrix Switcher | 1520 | 912 | 988
60-1572-15 | 10G HDMI Encoder - Multimode | 3000 | 1800 | 1950
60-1572-16 | 10G HDMI Encoder - Singlemode | 3230 | 1938 | 2099.5
60-1572-21 | 10G Pro AV over IP Encoder for HDMI, Decorator-Style Wallplate, Black - MM | 4270 | 2562 | 2775.5
60-1572-22 | 10G Pro AV over IP Encoder for HDMI, Decorator-Style Wallplate, Black - SM | 4500 | 2700 | 2925
60-1572-23 | 10G Pro AV over IP Encoder for HDMI, Decorator-Style Wallplate, White - MM | 4270 | 2562 | 2775.5
60-1572-24 | 10G Pro AV over IP Encoder for HDMI, Decorator-Style Wallplate, White - SM | 4500 | 2700 | 2925
60-1572-25 | 10G Pro AV over IP Encoder for HDMI and Ethernet, Decorator-Style Wallplate, Black - MM | 4500 | 2700 | 2925
60-1572-26 | 10G Pro AV over IP Encoder for HDMI and Ethernet, Decorator-Style Wallplate, Black - SM | 4730 | 2838 | 3074.5
60-1572-27 | 10G Pro AV over IP Encoder for HDMI and Ethernet, Decorator-Style Wallplate, White - MM | 4500 | 2700 | 2925
60-1572-28 | 10G Pro AV over IP Encoder for HDMI and Ethernet, Decorator-Style Wallplate, White - SM | 4730 | 2838 | 3074.5
60-1572-01 | 10G HDMI, Ethernet, USB Encoder - Multimode | 3350 | 2010 | 2177.5
60-1572-02 | 10G HDMI, Ethernet, USB Encoder - Singlemode | 3580 | 2148 | 2327
60-1572-19 | 10G HDMI Scaling Decoder - Multimode | 3000 | 1800 | 1950
60-1572-20 | 10G HDMI Scaling Decoder - Singlemode | 3230 | 1938 | 2099.5
60-1572-07 | 10G HDMI, Ethernet, and USB Scaling Decoder - Multimode | 3350 | 2010 | 2177.5
60-1572-08 | 10G HDMI, Ethernet, and USB Scaling Decoder - Singlemode | 3580 | 2148 | 2327
60-1525-12 | 1G HDMI Encoder | 2420 | 1452 | 1573
60-1525-15 | 1G Pro AV over IP Encoder with DTP | 3000 | 1800 | 1950
60-2040-01 | 1G Pro AV over IP Compact Encoder - HDMI | 1390 | 834 | 903.5
60-1525-05 | 1G Pro AV over IP Encoder for HDMI, Decorator-Style Wallplate, Black | 3690 | 2214 | 2398.5
60-1525-06 | 1G Pro AV over IP Encoder for HDMI, Decorator-Style Wallplate, White | 3690 | 2214 | 2398.5
60-1525-07 | 1G Pro AV over IP Encoder for HDMI and Ethernet, Decorator-Style Wallplate, Black | 3920 | 2352 | 2548
60-1525-08 | 1G Pro AV over IP Encoder for HDMI and Ethernet, Decorator-Style Wallplate, White | 3920 | 2352 | 2548
60-1525-01 | 1G HDMI, Ethernet, and USB Encoder | 2770 | 1662 | 1800.5
60-1958-05 | 1G Fiber HDMI, Ethernet, USB Encoder - Multimode | 3000 | 1800 | 1950
60-1958-06 | 1G Fiber HDMI, Ethernet, USB Encoder - Singlemode | 3230 | 1938 | 2099.5
60-1525-14 | 1G HDMI Scaling Decoder | 1990 | 1194 | 1293.5
60-1525-03 | 1G HDMI, Ethernet, and USB Scaling Decoder | 2770 | 1662 | 1800.5
60-1958-07 | 1G Fiber HDMI, Ethernet, USB Scaling Decoder - Multimode | 3000 | 1800 | 1950
60-1958-08 | 1G Fiber HDMI, Ethernet, USB Scaling Decoder - Singlemode | 3230 | 1938 | 2099.5
60-1534-01 | Entry Level Version for 16 Endpoints | 2300 | 1380 | 1495
60-1794-01 | Network Button Panel with 6 Buttons - US 2-Gang | 870 | 522 | 565.5
60-2050-01 | Network Button Panel with 4 Buttons – Flex55 and EU Wall Frame | 770 | 462 | 500.5
60-1688-01 | Network Button Panel with 5 Buttons - Decorator-Style Wallplate | 770 | 462 | 500.5
60-1817-01 | Network Button Panel with 6 Buttons - Decorator-Style Wallplate | 770 | 462 | 500.5
60-1818-01 | Network Button Panel with 8 Buttons - Decorator-Style Wallplate | 770 | 462 | 500.5
60-2051-01 | Network Button Panel with 8 Buttons – Flex55 and EU Wall Frame | 770 | 462 | 500.5
60-1689-01 | Network Button Panel with 10 Buttons - Decorator-Style Wallplate | 770 | 462 | 500.5
60-1835-01 | Cable Cubby Enclosure with Network Button Panel - Black | 1500 | 900 | 975
60-1835-08 | Cable Cubby Enclosure with Network Button Panel - Brushed Aluminum | CALL | Call For Quote | Call For Quote
60-1795-01 | Network Button Panel with 10 Buttons - US 2-Gang | 990 | 594 | 643.5
60-1953-01 | Network Button Panel with 6 Buttons - US 2-Gang | 810 | 486 | 526.5
60-2036-01 | Network Button Panel with Volume Control - Decorator-Style Wallplate | 770 | 462 | 500.5
60-2052-01 | Network Button Panel with Volume Control – Flex55 and EU Wall Frame | 770 | 462 | 500.5
60-2037-01 | Network Button Panel with Dual Volume Control - Decorator-Style Wallplate | 770 | 462 | 500.5
60-2053-01 | Network Button Panel with Dual Volume Control – Flex55 and EU Wall Frame | 770 | 462 | 500.5
60-1501-01 | One Channel Dante Amp, 100 watts at 70 volts | 1160 | 696 | 754
60-1767-01 | Two Channel Dante Amp, 100 watts at 8 or 4 ohms | 2590 | 1554 | 1683.5
60-1767-12 | Two Channel Dante Amp, 100 watts at 100 volts | 2590 | 1554 | 1683.5
60-1767-02 | Two Channel Dante Amp, 100 watts at 70 volts | 2590 | 1554 | 1683.5
60-1766-01 | Four Channel Dante Amp, 100 watts at 8 or 4 ohms | 2990 | 1794 | 1943.5
60-1766-12 | Four Channel Dante Amp, 100 watts at 100 volts | 2990 | 1794 | 1943.5
60-1766-02 | Four Channel Dante Amp, 100 watts at 70 volts | 2990 | 1794 | 1943.5
60-1757-01 | Two Ch Bridgeable Output Dante Amp, 200/400 Watts | 2890 | 1734 | 1878.5
60-1866-01 | Mono Dante Subwoofer Amp, 800 watts at 8 ohms | 2890 | 1734 | 1878.5
70-1148-12 | Half-size Flex55 Module; Black | 48 | 28.8 | 31.2
70-1148-13 | Half-size Flex55 Module; White | 48 | 28.8 | 31.2
60-1664-01 | Occupancy Sensor - Ceiling Mount | 490 | 294 | 318.5
60-1665-01 | Occupancy Sensor - Wall Mount | 490 | 294 | 318.5
22-225-02 | Laser-Optimized Duplex Multimode Fiber - Plenum, 2 km (6,562') Spool | 6700 | 4020 | 4355
70-101-11 | Single Space AAP - Black: One 15-pin HD Female to Female Gender Changer | 48 | 28.8 | 31.2
70-309-11 | Single Space MAAP - Black: One 15-pin HD Female to Female Gender Changer | 48 | 28.8 | 31.2
70-433-12 | Double Space MAAP - Black: One 15-pin HD Female to Female Gender Changer, One 3.5 mm Stereo Mini Jack to Solder Cups | 62 | 37.2 | 40.3
70-101-13 | Single Space AAP - Black: One 15-pin HD Female to Female Gender Changer, One 3.5 mm Stereo Mini Jack to Solder Tabs | 72 | 43.2 | 46.8
70-101-73 | Single Space AAP - Black: One 15-pin HD Female to Female Gender Changer, One 3.5 mm Stereo Mini Jack to Solder Tabs, Standard Silkscreen: "Computer", "Audio" | 94 | 56.4 | 61.1
70-1221-02 | Single Space AAP - Black: One 15-pin HD Female to Female on 6" Pigtail, One 3.5 mm Mini Jack on Captive Screw Connector | 118 | 70.8 | 76.7
70-293-13 | Single Space MAAP - Black: One 3.5 mm Stereo Mini Jack to Captive Screw Terminal | 82 | 49.2 | 53.3
70-293-11 | Single Space MAAP - Black: One 3.5 mm Stereo Mini Jack to Solder Tabs | 48 | 28.8 | 31.2
70-293-22 | Single Space MAAP - White: One 3.5 mm Stereo Mini Jack to Solder Tabs, Standard Silkscreen: "Audio" | 72 | 43.2 | 46.8
70-587-11 | Single Space AAP - Black: One 3.5 mm Stereo Mini Jack | 48 | 28.8 | 31.2
70-587-21 | Single Space AAP - White: One 3.5 mm Stereo Mini Jack | 48 | 28.8 | 31.2
70-308-11 | Single Space MAAP - Black: One 5-pin Captive Screw Terminal to Solder Tabs | 48 | 28.8 | 31.2
70-310-11 | Single Space MAAP - Black: One 9-pin D Female to Female Gender Changer | 48 | 28.8 | 31.2
70-310-21 | Single Space MAAP - White: One 9-pin D Female to Female Gender Changer | 48 | 28.8 | 31.2
70-286-11 | Single Space MAAP - Black: One BNC Female to Female Barrel | 48 | 28.8 | 31.2
70-286-12 | Single Space MAAP - Black: One BNC Female to Female Barrel, Standard Silkscreen: "Video" | 72 | 43.2 | 46.8
70-286-21 | Single Space MAAP - White: One BNC Female to Female Barrel | 48 | 28.8 | 31.2
70-676-12 | Single Space MAAP - Black: One DisplayPort Female to One DisplayPort Female on 10" Pigtail | 94 | 56.4 | 61.1
70-676-13 | Single Space MAAP - White: One DisplayPort Female to One DisplayPort Female on 10" Pigtail | 94 | 56.4 | 61.1
70-677-12 | Single Space AAP - Black: One DisplayPort Female to One DisplayPort Female on 10" Pigtail | 94 | 56.4 | 61.1
70-677-13 | Single Space AAP - White: One DisplayPort Female to One DisplayPort Female on 10" Pigtail | 94 | 56.4 | 61.1
70-470-11 | Double Space MAAP - Black: One Fiber Duplex LC Female to Female Barrel | 82 | 49.2 | 53.3
70-1220-02 | Single Space AAP - Black: One HDMI Female to Female on 10" Pigtail, One RJ-45 Female to Female Barrel – CAT 5e | 118 | 70.8 | 76.7
70-1220-03 | Single Space AAP - White: One HDMI Female to Female on 10" Pigtail, One RJ-45 Female to Female Barrel – CAT 5e | 118 | 70.8 | 76.7
70-1178-02 | Half-size Flex55 Module; Black | 94 | 56.4 | 61.1
70-1178-03 | Half-size Flex55 Module; White | 94 | 56.4 | 61.1
70-616-12 | Single Space AAP - Black: One HDMI Female to Female on Pigtail | 94 | 56.4 | 61.1
70-616-13 | Single Space AAP - White: One HDMI Female to Female on Pigtail | 94 | 56.4 | 61.1
70-617-12 | Single Space MAAP - Black: One HDMI Female to Female on Pigtail | 94 | 56.4 | 61.1
70-617-13 | Single Space MAAP - White: One HDMI Female to Female on Pigtail | 94 | 56.4 | 61.1
70-1017-02 | Single Space AAP - Black: One HDMI Female to Female on Pigtail, One 3.5 mm Stereo Mini Jack to Captive Screw | 140 | 84 | 91
70-1017-03 | Single Space AAP - White: One HDMI Female to Female on Pigtail, One 3.5 mm Stereo Mini Jack to Captive Screw | 140 | 84 | 91
70-1091-02 | Single Space AAP - Black: One HDMI Female to Female on pigtail, One Momentary Switch to Captive Screw on 4” Pigtail | 174 | 104.4 | 113.1
70-1351-02 | Single Space AAP - Black: One HDMI Female to One USB A 2.0 Female Pigtails | 100 | 60 | 65
70-1351-03 | Single Space AAP - White: One HDMI Female to One USB A 2.0 Female Pigtails | 100 | 60 | 65
70-1352-02 | Single Space AAP - Black: One HDMI Female to One USB A 3.2 Female Pigtails | 130 | 78 | 84.5
70-1352-03 | Single Space AAP - White: One HDMI Female to One USB A 3.2 Female Pigtails | 130 | 78 | 84.5
70-1077-02 | Single Space AAP – Black: One Momentary Switch to Captive Screw | 118 | 70.8 | 76.7
70-1154-22 | Full-size Flex55 Module; Black | 36 | 21.6 | 23.4
70-1154-23 | Full-size Flex55 Module; White | 36 | 21.6 | 23.4
70-298-11 | Double Space MAAP - Black: One Neutrik Speakon Male to Solder Tabs - 4 Pole | 58 | 34.8 | 37.7
70-323-12 | Double Space AAP - Black: One Neutrik Speakon Male to Solder Tabs - 4 Pole | 58 | 34.8 | 37.7
70-411-11 | Single Space AAP - Black: One RJ-11 Female to Female Barrel - Phone | 48 | 28.8 | 31.2
70-410-11 | Single Space AAP - Black: One RJ-11 Female to Punch Down - Phone | 48 | 28.8 | 31.2
70-314-13 | Single Space MAAP - Black: One RJ-45 Female to Female Barrel - CAT 5e | 48 | 28.8 | 31.2
70-314-14 | Single Space MAAP - Black: One RJ-45 Female to Female Barrel - CAT 5e Standard Silkscreen: "Network" | 72 | 43.2 | 46.8
70-314-16 | Double Space MAAP - Black: One RJ-45 Female to Female Barrel - CAT 5e | 48 | 28.8 | 31.2
70-314-23 | Single Space MAAP - White: One RJ-45 Female to Female Barrel - CAT 5e | 48 | 28.8 | 31.2
70-402-11 | Single Space AAP - Black: One RJ-45 Female to Female Barrel - CAT 5e | 48 | 28.8 | 31.2
70-402-21 | Single Space AAP - White: One RJ-45 Female to Female Barrel - CAT 5e | 48 | 28.8 | 31.2
70-314-11 | Single Space MAAP - Black: One RJ-45 Female to Punch Down - CAT 5 | 58 | 34.8 | 37.7
70-412-11 | Single Space AAP - Black: One RJ-45 Female to Punch Down - CAT 5 | 58 | 34.8 | 37.7
70-314-19 | Double Space MAAP - Black: One RJ-45 Female to Punch Down; CAT 5e Neutrik EtherCon | 82 | 49.2 | 53.3
70-314-29 | Double Space MAAP - White: One RJ-45 Female to Punch Down; CAT 5e Neutrik EtherCon | 82 | 49.2 | 53.3
70-413-11 | Double Space AAP - Black: One RJ-45 Female to Punch Down - CAT 5e Neutrik EtherCon Ruggedized Connector | 82 | 49.2 | 53.3
70-314-15 | Double Space MAAP - Black: One RJ-45 Female to Punch Down - CAT 6 | 58 | 34.8 | 37.7
70-314-25 | Double Space MAAP - White: One RJ-45 Female to Punch Down - CAT 6 | 58 | 34.8 | 37.7
70-314-17 | Single Space MAAP - Black: One RJ-45 Female to Punch Down for CAT 6 | 58 | 34.8 | 37.7
70-314-18 | Double Space MAAP - Black: One RJ-45 Female to Punch Down for CAT 6 | 58 | 34.8 | 37.7
70-314-27 | Single Space MAAP - White: One RJ-45 Female to Punch Down for CAT 6 | 58 | 34.8 | 37.7
70-414-11 | Single Space AAP - Black: One RJ-45 Female to Punch Down for CAT 6 | 58 | 34.8 | 37.7
70-414-21 | Single Space AAP - White: One RJ-45 Female to Punch Down for CAT 6 | 58 | 34.8 | 37.7
70-1180-02 | Half-size Flex55 Module; Black | 72 | 43.2 | 46.8
70-1180-03 | Half-size Flex55 Module; White | 72 | 43.2 | 46.8
70-455-12 | One USB 2.0 Type-A Female to Female on Pigtail - Single Space MAAP - Black | 72 | 43.2 | 46.8
70-455-13 | One USB 2.0 Type-A Female to Female on Pigtail - Single Space MAAP - White | 70 | 42 | 45.5
70-609-12 | Single Space AAP - Black: One USB 2.0 Type-A Female to Female on Pigtail, One RJ-45 Female to Female Barrel - CAT 5e | 72 | 43.2 | 46.8
70-383-11 | Single Space MAAP - Black: One USB 2.0 Type-A Female to USB Type-B Female Adapter | 72 | 43.2 | 46.8
70-249-02 | Single Space AAP - Black: One USB 2.0 Type-A to 4-pin Captive Screw Terminal Connector, One 3.5 mm Stereo Mini Jack to Solder Tabs | 104 | 62.4 | 67.6
70-1240-02 | Half-size Flex55 Module; Black | 82 | 49.2 | 53.3
70-1240-03 | Half-size Flex55 Module; White | 82 | 49.2 | 53.3
70-1249-02 | One USB 3.2 Type-A Female to USB Type-B Female on Pigtail, Black, AAP | 82 | 49.2 | 53.3
70-1249-03 | One USB 3.2 Type-A Female to USB Type-B Female on Pigtail, White, AAP | 82 | 49.2 | 53.3
70-1237-02 | Single Space AAP - Black: One USB 3.2 Type-A Female to One USB B Female on Pigtail, One RJ-45 Female to Female Barrel - CAT 5e | 82 | 49.2 | 53.3
70-1236-02 | One USB A Female to USB B Female on Pigtail - Single Space MAAP - Black | 82 | 49.2 | 53.3
70-1236-03 | One USB A Female to USB B Female on Pigtail - Single Space MAAP - White | 82 | 49.2 | 53.3
70-1241-12 | Single Space AAP - Black: One USB-C Female to HDMI Female on Pigtail | 220 | 132 | 143
70-1242-12 | Single Space MAAP - Black: One USB-C Female to HDMI Female on Pigtail | 220 | 132 | 143
70-1242-13 | Single Space MAAP - White: One USB-C Female to HDMI Female on Pigtail | 220 | 132 | 143
70-1243-12 | USB-C F to HDMI F Half Flex55; Black | 220 | 132 | 143
70-1243-13 | USB-C F to HDMI F Half Flex55; White | 220 | 132 | 143
70-103-11 | Double Space AAP - Black: One XLR 3-pin Female to Solder Cup - Neutrik | 48 | 28.8 | 31.2
70-103-21 | Double Space AAP - White: One XLR 3-pin Female to Solder Cup - Neutrik | 48 | 28.8 | 31.2
70-296-11 | Double Space MAAP - Black: One XLR 3-pin Female to Solder Cups - Neutrik | 58 | 34.8 | 37.7
70-296-12 | Double Space MAAP - Black: One XLR 3-pin Female to Solder Cups - Neutrik, Standard Silkscreen: "Microphone" | 82 | 49.2 | 53.3
70-296-21 | Double Space MAAP - White: One XLR 3-pin Female to Solder Cups - Neutrik | 58 | 34.8 | 37.7
70-103-16 | Double Space AAP - Black: One XLR 3-pin Female to Solder Cups - Neutrik, One RJ-45 Barrel - CAT 5e | 82 | 49.2 | 53.3
70-448-12 | Double Space MAAP - Black: One XLR 3-pin Male to Solder Cups - Neutrik | 58 | 34.8 | 37.7
70-448-22 | Double Space MAAP - White: One XLR 3-pin Male to Solder Cups - Neutrik | 58 | 34.8 | 37.7
70-432-11 | Double Space AAP - Black: One XLR 3-pin Male to Solder Cups - Switchcraft | 58 | 34.8 | 37.7
70-103-18 | Double Space AAP - Black: One XLR 3-pin Male to Solder Cups, One XLR 3-pin Female to Solder Cups - Neutrik | 82 | 49.2 | 53.3
70-103-28 | Double Space AAP - White: One XLR 3-pin Male to Solder Cups, One XLR 3-pin Female to Solder Cups - Neutrik | 82 | 49.2 | 53.3
70-305-11 | Double Space MAAP - Black: One XLR 4-pin Female to Solder Cups - Neutrik | 72 | 43.2 | 46.8
70-1052-11 | Double Space MAAP - Black | 72 | 43.2 | 46.8
70-1052-21 | Double Space MAAP - White | 72 | 43.2 | 46.8
70-1052-12 | Double Space MAAP - Black | 72 | 43.2 | 46.8
70-1052-22 | Double Space MAAP - White | 72 | 43.2 | 46.8
03-027-01 | Onsite Commissioning for Fiber Optic Systems | CALL | Call For Quote | Call For Quote
03-024-01 | Onsite Commissioning for NAV | CALL | Call For Quote | Call For Quote
03-025-01 | Onsite Commissioning for Videowalls | CALL | Call For Quote | Call For Quote
03-026-01 | Onsite Commissioning for XTP Systems | CALL | Call For Quote | Call For Quote
60-506-03 | Two Output VGA Distribution Amplifier | 300 | 180 | 195
60-1378-01 | AC Power Controller | 460 | 276 | 299
26-721-20 | Pre-cut PendantConnect Speaker Cable for SF 3PT, 20’ (6 m), White | 36 | 21.6 | 23.4
26-722-20 | Pre-cut PendantConnect Speaker Cable for SF 3PT, 20’ (6 m), Black | 36 | 21.6 | 23.4
22-270-02 | PendantConnect Speaker Cable for SF 3PT, 500’ spool, White | 770 | 462 | 500.5
22-271-02 | PendantConnect Speaker Cable for SF 3PT, 500’ spool, Black | 770 | 462 | 500.5
26-730-30 | Pre-cut PendantConnect Speaker Cable for SF 26/28PT, 30’ (9 m), Black | 58 | 34.8 | 37.7
26-731-30 | Pre-cut PendantConnect Speaker Cable for SF 26/28PT, 30’ (9 m), White | 58 | 34.8 | 37.7
22-274-02 | 500’ (152 m) Spool Wht PendantConnect, SF 26/28PT | 810 | 486 | 526.5
22-275-02 | 500’ (152 m) Spool Blk PendantConnect, SF 26/28PT | 810 | 486 | 526.5
101-032-01 | Cable Lock Kit for PCC-2 Speaker Cable (10 pcs) | 82 | 49.2 | 53.3
101-032-02 | Cable Lock Kit for PCC-2 Speaker Cable (20 pcs) | 162 | 97.2 | 105.3
70-656-23 | Projector Drop Ceiling Mount with Adjustable Pole | 360 | 216 | 234
60-1233-02 | Single Port Power Injector | 350 | 210 | 227.5
60-1361-02 | High Power Injector for XTP and Pro Series Control Systems | 350 | 210 | 227.5
70-217-01 | One VersaTools®, 1/4 Rack Width Pole Mount Kit | 58 | 34.8 | 37.7
70-739-12 | 1U, 1/2 Rack Width Mounting Kit: Black | 118 | 70.8 | 76.7
70-739-13 | 1U, 1/2 Rack Width Mounting Kit; White | 118 | 70.8 | 76.7
70-563-03 | Low Profile Multi-Product Pole Mount Kit - White | 174 | 104.4 | 113.1
70-710-02 | DMS 1600 Power Supply Kit | CALL | Call For Quote | Call For Quote
60-1492-02 | Modular Power Enclosure for FOX3 Fiber Optic Extenders | 3230 | 1938 | 2099.5
70-1087-02 | Replacement Power Supply Kit | 1150 | 690 | 747.5
70-889-21 | Fiber Optic Receiver for HDMI, Audio, and RS-232 - Multimode | 2300 | 1380 | 1495
70-889-22 | Fiber Optic Receiver for HDMI, Audio, and RS-232 - Singlemode | 2880 | 1728 | 1872
70-873-11 | Fiber Optic Transmitter for DVI, Audio, and RS-232 - 850 nm Multimode | 2300 | 1380 | 1495
70-873-12 | Fiber Optic Transmitter for DVI, Audio, and RS-232 - 1310 nm Singlemode | 2880 | 1728 | 1872
60-887-01 | Priority Page Controller | 410 | 246 | 266.5
70-619-01 | PPS 25 | 174 | 104.4 | 113.1
70-1175-01 | 12 V, 0.5 A, Captive Screw Connector | 104 | 62.4 | 67.6
70-1174-01 | 12 V, 1.5 A, Power Supply on Captive Screw | 104 | 62.4 | 67.6
70-1259-01 | 12 V, 2 A Power Supply featuring ZipClip | 150 | 90 | 97.5
70-988-01 | eBUS® 12 VDC Power Supply and Distribution Hub | 530 | 318 | 344.5
70-1246-01 | 12 V, 4.2 A Power Supply featuring ZipClip, Captive Screw | 220 | 132 | 143
60-1954-01 | 12 VDC, 60 W Rack Mountable Power Supply | 690 | 414 | 448.5
60-1580-02 | 12 VDC, 96 W Rack Mountable Power Supply | 1230 | 738 | 799.5
70-1245-01 | DIN Rail Adapter for PS Series Power Supplies | 58 | 34.8 | 37.7
26-669-04 | Player Sync Cable | 98 | 58.8 | 63.7
42-300-01 | PlenumVault Direct View System | CALL | Call For Quote | Call For Quote
42-301-01 | PlenumVault Direct View System with ZipClip | CALL | Call For Quote | Call For Quote
70-751-01 | Quantum Elite 12 Input Video/S-Video Card | CALL | Call For Quote | Call For Quote
70-753-01 | Quantum Elite Two Input DVI Card | CALL | Call For Quote | Call For Quote
70-954-01 | Quantum Elite Two Input HDMI Card | CALL | Call For Quote | Call For Quote
70-752-01 | Quantum Elite Two Input Analog RGB/YUV Card | CALL | Call For Quote | Call For Quote
70-1012-01 | Quantum Elite Two Input 3G-SDI Card | CALL | Call For Quote | Call For Quote
70-955-01 | Quantum Elite Two Output HDMI Card | CALL | Call For Quote | Call For Quote
101-018-01 | Quick LC Connectors for Field Termination of Fiber Optic Cables - Multimode, Package of 10 | 410 | 246 | 266.5
101-017-01 | Quick LC Connectors for Field Termination of Fiber Optic Cables - Singlemode, Package of 10 | 490 | 294 | 318.5
70-1198-01 | Quantum Ultra 610 Replacement C Drive | CALL | Call For Quote | Call For Quote
70-1198-02 | Quantum Ultra 610 Replacement D Drive (All models) | CALL | Call For Quote | Call For Quote
70-1195-01 | Quantum Ultra 610 Replacement Power Supply | CALL | Call For Quote | Call For Quote
70-1196-01 | Quantum Ultra 610 Replacement Power Supply Fan | CALL | Call For Quote | Call For Quote
70-1270-01 | Expansion Input Card for Quantum Ultra | CALL | Call For Quote | Call For Quote
70-1271-01 | Expansion Output Card for Quantum Ultra | CALL | Call For Quote | Call For Quote
70-1232-01 | Streaming Decoder Card for Quantum Ultra | CALL | Call For Quote | Call For Quote
70-1324-01 | Four-channel Lossless MM Fiber Input Card for Quantum Ultra II | CALL | Call For Quote | Call For Quote
70-1324-02 | Four-channel Lossless SM Fiber Input Card for Quantum Ultra II | CALL | Call For Quote | Call For Quote
70-1324-03 | Four-channel Uncompressed MM Fiber Input Card for Quantum Ultra II | CALL | Call For Quote | Call For Quote
70-1324-04 | Four-channel Uncompressed SM Fiber Input Card for Quantum Ultra II | CALL | Call For Quote | Call For Quote
70-1117-01 | Four-channel HDMI Input Card for Quantum Ultra | CALL | Call For Quote | Call For Quote
70-1199-01 | Four-channel 4K/60 HDMI Input Card for Quantum Ultra II | CALL | Call For Quote | Call For Quote
70-1162-01 | Four-channel DTP Output Card for Quantum Ultra | CALL | Call For Quote | Call For Quote
70-1325-01 | Four-channel Lossless MM Fiber Output Card for Quantum Ultra II | CALL | Call For Quote | Call For Quote
70-1325-02 | Four-channel Lossless SM Fiber Output Card for Quantum Ultra II | CALL | Call For Quote | Call For Quote
70-1325-03 | Four-channel Uncompressed MM Fiber Output Card for Quantum Ultra II | CALL | Call For Quote | Call For Quote
70-1325-04 | Four-channel Uncompressed SM Fiber Output Card for Quantum Ultra II | CALL | Call For Quote | Call For Quote
70-1118-01 | Four-channel HDMI Output Card for Quantum Ultra | CALL | Call For Quote | Call For Quote
70-1200-01 | Four-channel 4K/60 HDMI Output Card for Quantum Ultra II | CALL | Call For Quote | Call For Quote
60-1989-01 | 3U, 5-slot Frame for Quantum Ultra | CALL | Call For Quote | Call For Quote
60-1990-01 | 6U, 10-slot Frame for Quantum Ultra | CALL | Call For Quote | Call For Quote
60-1898-12 | 12 Input, 8 Output 4K Videowall Processor | 54280 | 32568 | 35282
60-1898-11 | 8 Input, 4 Output 4K Videowall Processor | 35800 | 21480 | 23270
60-1899-01 | 3U, 5-slot Frame for Quantum Ultra II | CALL | Call For Quote | Call For Quote
70-1347-02 | Quantum Ultra II 305 Replacement C Drive | CALL | Call For Quote | Call For Quote
60-1900-01 | 6U, 10-slot Frame for Quantum Ultra II | CALL | Call For Quote | Call For Quote
70-1346-02 | Quantum Ultra II 610 Replacement C Drive | CALL | Call For Quote | Call For Quote
70-1343-01 | Quantum Ultra II 610 Replacement Powre Supply Unit | CALL | Call For Quote | Call For Quote
70-1345-02 | Quantum Ultra II 610 Replacement SBC (SSD not included) | CALL | Call For Quote | Call For Quote
60-1598-01 | Remote Control Panel - Decorator-Style | 460 | 276 | 299
60-1598-32 | Remote Control Panel - Flex55 and EU | 460 | 276 | 299
60-1598-22 | Remote Control Panel - MK Mount | 460 | 276 | 299
60-1868-01 | SMP 401 Remote Control Panel - Decorator-Style | 590 | 354 | 383.5
60-1868-32 | SMP 401 Remote Control Panel – Flex55 and EU | 590 | 354 | 383.5
60-1868-22 | SMP 401 Remote Control Panel – MK Mount | 590 | 354 | 383.5
03-033-01 | Remote Commissioning for Fiber Optic Systems | CALL | Call For Quote | Call For Quote
03-030-01 | Remote Commissioning for NAV | CALL | Call For Quote | Call For Quote
03-031-01 | Remote Commissioning for Videowalls | CALL | Call For Quote | Call For Quote
03-032-01 | Remote Commissioning for XTP Systems | CALL | Call For Quote | Call For Quote
70-709-02 | DMS 1600 Fan Kit | CALL | Call For Quote | Call For Quote
70-814-01 | FOX 7200, 14400, 320x & DMS 3600 Fan Kit | CALL | Call For Quote | Call For Quote
70-1065-07 | Cable Retraction System for AVEdge, Cable Cubby®, select TouchLink® Enclosures, and TMK 120 R Kit - DisplayPort Male to Male | 550 | 330 | 357.5
70-1065-43 | 4K Cable Retraction System for AVEdge, Cable Cubby®, select TouchLink® Enclosures, and TMK 120 R Kit – DisplayPort Male to HDMI Male | 640 | 384 | 416
70-1065-35 | With Blank & Cable Pass-through Plates | 86 | 51.6 | 55.9
70-1065-04 | Cable Retraction System for Cable Cubby® Enclosures - HDMI Male to Male | 550 | 330 | 357.5
70-678-00 | For Horizontal Mounting Applications | 36 | 21.6 | 23.4
70-1065-18 | Cable Retraction System for AVEdge, Cable Cubby®, select TouchLink® Enclosures, and TMK 120 R Kit – Mini DisplayPort Male to Male DisplayPort | 530 | 318 | 344.5
70-1065-44 | 4K Cable Retraction System for AVEdge, Cable Cubby®, select TouchLink® Enclosures, and TMK 120 R Kit – Mini DisplayPort Male to Male HDMI | 640 | 384 | 416
70-1065-03 | Cable Retraction System for AVEdge, Cable Cubby®, select TouchLink® Enclosures, and TMK 120 R Kit - Network CAT 6 | 530 | 318 | 344.5
70-1065-02 | Cable Retraction System for AVEdge, Cable Cubby®, select TouchLink® Enclosures, and TMK 120 R Kit - 3.5 mm Stereo Audio Male to Male | 530 | 318 | 344.5
70-1065-37 | CC 1200C/1200/1202/1252/1400/1402; Holds 4 | 174 | 104.4 | 113.1
70-1065-33 | Cable Cubby 500/700; Holds 3 Modules | 104 | 62.4 | 67.6
70-1065-36 | CC 1200C/1200/1202/1252/1400/1402; Holds 3 | 104 | 62.4 | 67.6
70-1065-34 | With Blank & Cable Pass-through Plates | 104 | 62.4 | 67.6
70-1065-46 | HDMI Show Me | 690 | 414 | 448.5
70-1065-30 | For Horizontal Mounting Applications | 58 | 34.8 | 37.7
70-1065-05 | Cable Retraction System for AVEdge, Cable Cubby®, select TouchLink® Enclosures, and TMK 120 R Kit - USB A to USB A | 530 | 318 | 344.5
70-1065-06 | Cable Retraction System for AVEdge, Cable Cubby®, select TouchLink® Enclosures, and TMK 120 R Kit – USB 3.2 Gen 1 Type-A Male to USB-B Male | 530 | 318 | 344.5
70-1065-52 | 4K Cable Retraction System for AVEdge, Cable Cubby®, select TouchLink® Enclosures, and TMK 120 R Kit – USB-C® Male to DisplayPort Male | 640 | 384 | 416
70-1065-51 | 4K Cable Retraction System for AVEdge, Cable Cubby®, select TouchLink® Enclosures, and TMK 120 R Kit – USB-C® Male to HDMI Male | 640 | 384 | 416
70-1065-50 | Cable Retraction System for AVEdge, Cable Cubby®, select TouchLink® Enclosures, and TMK 120 R Kit – USB-C Male to USB-C Female | 590 | 354 | 383.5
70-1065-55 | 4K Cable Retraction System for AVEdge, Cable Cubby®, select TouchLink® Enclosures, and TMK 120 R Kit – USB-C® Male to Male | 750 | 450 | 487.5
70-1065-56 | 8K Cable Retraction System for AVEdge, Cable Cubby®, select TouchLink® Enclosures, and TMK 120 R Kit – USB-C® Male to Male | 750 | 450 | 487.5
70-1065-01 | Cable Retraction System for AVEdge, Cable Cubby®, select TouchLink® Enclosures, and TMK 120 R Kit – VGA Male to Male | 530 | 318 | 344.5
70-1065-11 | Cable Retraction System for AVEdge, Cable Cubby®, select TouchLink® Enclosures, and TMK 120 R Kit - VGA Male to Male and 3.5mm Stereo Male to Male | 590 | 354 | 383.5
70-1066-07 | Extended Length Cable Retraction System for AVEdge, Cable Cubby®, Select TouchLink® Enclosures, and TMK 120 R Kit - DisplayPort Male to Male | 610 | 366 | 396.5
70-1066-43 | Extended Length 4K Cable Retraction System for AVEdge, Cable Cubby®, Select TouchLink® Enclosures, and TMK 120 R Kit – DisplayPort Male to Male HDMI | 700 | 420 | 455
70-1066-04 | Extended Length Cable Retraction System for Cable Cubby® Enclosures - HDMI Male to Male | 610 | 366 | 396.5
70-1066-44 | Extended Length 4K Cable Retraction System for AVEdge, Cable Cubby®, Select TouchLink® Enclosures, and TMK 120 R Kit – Mini DisplayPort Male to Male HDMI | 700 | 420 | 455
70-1066-03 | Extended Length Cable Retraction System for AVEdge, Cable Cubby®, Select TouchLink® Enclosures, and TMK 120 R Kit - Network CAT 6 | 590 | 354 | 383.5
70-1066-05 | Extended Length Cable Retraction System for AVEdge, Cable Cubby®, Select TouchLink® Enclosures, and TMK 120 R Kit - USB A to USB A | 590 | 354 | 383.5
70-1066-51 | Extended Length 4K Cable Retraction System for AVEdge, Cable Cubby®, Select TouchLink® Enclosures, and TMK 120 R Kit – USB-C® Male to HDMI Male | 700 | 420 | 455
70-1066-50 | Extended Length Cable Retraction System for AVEdge, Cable Cubby®, Select TouchLink® Enclosures, and TMK 120 R Kit – USB-C Male to USB-C Female | 640 | 384 | 416
70-1066-55 | 4K Cable Retraction System for AVEdge, Cable Cubby®, select TouchLink® Enclosures, and TMK 120 R Kit – USB-C® Male to Male | 800 | 480 | 520
70-1066-56 | Extended Length 8K Cable Retraction System for AVEdge, Cable Cubby®, select TouchLink® Enclosures, and TMK 120 R Kit – USB-C® Male to Male | 800 | 480 | 520
70-972-01 | Basic Rack False Faceplate Kits: Half-Rack Width, 1" | 70 | 42 | 45.5
70-973-01 | Basic Rack False Faceplate Kits: Quarter-Rack Width, 1" | 58 | 34.8 | 37.7
70-339-01 | Basic Rack False Faceplate Kits: Half Rack Width, 1U | 72 | 43.2 | 46.8
70-338-01 | Basic Rack False Faceplate Kits: Quarter Rack Width, 1U | 58 | 34.8 | 37.7
70-337-01 | Basic Rack False Faceplate Kits: Eighth Rack Width, 1U | 48 | 28.8 | 31.2
60-1074-01 | RGB and Stereo Audio to HDMI Scaler | 930 | 558 | 604.5
70-201-01 | RJ-11 / RJ-45 Bezels in Assorted Colors for Use with HSA Enclosures, AC Net AAP Modules and Select Extron Products: One each in red, orange, yellow, green, blue, gray, ivory, and blank with no cutout | 20 | 12 | 13
70-1009-02 | Rack Mount Kit for TLP Pro 320M, TLP Pro 520M, and TLC Pro 521M | 140 | 84 | 91
70-1009-22 | Rack Mount Kit for TLP Pro 1220MG and TLP Pro 1225MG | 360 | 216 | 234
70-1009-32 | Rack Mount Kit for TLP Pro 1520MG and TLP Pro 1720MG | 360 | 216 | 234
70-1137-02 | Rack Mount Kit for TLP Pro 525M and TLP Pro 725M | 220 | 132 | 143
70-1137-12 | Rack Mount Kit for TLP Pro 1025M | 220 | 132 | 143
79-594-01 | Free Room Booking Software for Extron Room Scheduling | FREE | FREE | FREE
60-604-21 | 1U 3.5" Deep Basic Rack Shelf | 86 | 51.6 | 55.9
60-604-11 | 1U 6" Deep Basic Rack Shelf | 86 | 51.6 | 55.9
60-604-02 | 1U 9.5" Deep Basic Rack Shelf | 86 | 51.6 | 55.9
60-190-20 | 1U 3.5" Deep Rack Shelf Kit | 174 | 104.4 | 113.1
60-190-10 | 1U 6" Deep Universal Rack Shelf Kit | 174 | 104.4 | 113.1
60-190-01 | 1U 9.5" Deep Universal Rack Shelf Kit | 174 | 104.4 | 113.1
70-1141-13 | Recessed Wall Mount Kit for TLP Pro 525M and TLS 525M | 220 | 132 | 143
70-1141-23 | Recessed Wall Mount Kit for TLP Pro 1025M, TLP Pro 725M, TLS 1025M, and TLS 725M | 220 | 132 | 143
03-001-01 | Product Commissioning Services | CALL | Call For Quote | Call For Quote
70-1229-01 | Blank Center Grille for SB 33 A Sound Bar | 48 | 28.8 | 31.2
70-1260-01 | PTZ Camera Shelf for SB 33 A Sound Bar | 118 | 70.8 | 76.7
60-1737-11 | Adjustable Width Sound Bar for 46" to 55" Displays | 1340 | 804 | 871
60-1737-12 | Adjustable Width Sound Bar for 55" to 65" Displays | 1390 | 834 | 903.5
60-1737-13 | Adjustable Width Sound Bar for 65" to 70" Displays | 1460 | 876 | 949
60-1737-14 | Adjustable Width Sound Bar for 75" to 80" Displays | 1510 | 906 | 981.5
60-1737-15 | Adjustable Width Sound Bar for 82" to 90" Displays | 1930 | 1158 | 1254.5
60-1737-16 | Adjustable Width Sound Bar for 90" to 100" Displays | 1990 | 1194 | 1293.5
60-1610-01 | 10" SoundField In-Ceiling Subwoofer | 2900 | 1740 | 1885
42-289-05 | SF 10C SUB & NetPA U 2002 SB - Discount Package | 4610 | 2766 | 2996.5
42-289-04 | SF 10C SUB & NetPA U 8001 SUB - Discount Package | 4490 | 2694 | 2918.5
42-289-02 | SF 10C SUB & XPA 2004 - Discount Package | 3680 | 2208 | 2392
42-289-01 | SF 10C SUB & XPA 4002 - Discount Package | 3220 | 1932 | 2093
42-289-03 | SF 10C SUB & XPA U 2002 SB - Discount Package | 2730 | 1638 | 1774.5
60-1862-03 | 8" Two-Way SoundField Ceiling Tile Speaker with 8" Coaxial Driver and 70/100 V Transformer, Pair | 1150 | 690 | 747.5
60-1310-03 | SoundField XD 6.5" Two-Way Ceiling Speaker with 8" Composite Back Can and 70/100 V Transformer, Pair | 630 | 378 | 409.5
60-1881-03 | SoundField XD Low Profile 6.5" Two-Way Ceiling Speaker with 4.2" Composite Back, Complete Pair | 630 | 378 | 409.5
60-1752-02 | SoundField 6.5" Two-Way Pendant Speaker, Pair - Black | 910 | 546 | 591.5
60-1752-03 | SoundField 6.5" Two-Way Pendant Speaker, Pair - White | 910 | 546 | 591.5
60-1312-03 | 6.5" 2-Way Ceiling Spkrs, 8 Ohm, Pair | 260 | 156 | 169
60-1946-02 | SoundField 8" Two-Way Pendant Speaker, Pair - Black | 1290 | 774 | 838.5
60-1946-03 | SoundField 8" Two-Way Pendant Speaker, Pair - White | 1290 | 774 | 838.5
60-1311-13 | Full Range 3" Ceiling Speakers, 8 Ohm, Low Profile, Complete Pair | 300 | 180 | 195
60-1311-03 | Full Range 3" Ceiling Speakers, Low Profile, Complete Pair | 350 | 210 | 227.5
60-1736-03 | SoundField 3" Full-Range Pendant Speaker with 70/100 V Transformer, Pair - White | 370 | 222 | 240.5
60-1736-12 | SoundField 3" Full-Range Pendant Speaker with 70/100 V Transformer and Removable Grille, Pair - Black | 370 | 222 | 240.5
60-1736-13 | SoundField 3" Full-Range Pendant Speaker with 70/100 V Transformer and Removable Grille, Pair - White | 370 | 222 | 240.5
60-1941-03 | SoundField 8" In-Ceiling Subwoofer - Individual | 610 | 366 | 396.5
70-1126-03 | Square Grille Kit, SF 26CT Series Speakers, Pair | 94 | 56.4 | 61.1
70-1127-03 | Square Grille Kit for SF 3C/3CT LP and SF 10C SUB Speakers, Pair | 72 | 43.2 | 46.8
60-1943-01 | Wired and Wireless Presentation System | 2770 | 1662 | 1800.5
42-294-02 | ShareLink Pro 1100 w/ Miracast & ShareNext - EU | 3100 | 1860 | 2015
42-294-01 | ShareLink Pro 1100 w/ Miracast & ShareNext - US | 3100 | 1860 | 2015
42-295-02 | Miracast & ShareNext Adapter and Power Supply - EU | 330 | 198 | 214.5
42-295-01 | Miracast & ShareNext Adapter and Power Supply - US | 330 | 198 | 214.5
60-1971-01 | 4K Wireless Presentation System | 1990 | 1194 | 1293.5
42-350-02 | ShareLink Pro 2000 w/ Miracast & ShareNext - EU | 2100 | 1260 | 1365
42-350-01 | ShareLink Pro 2000 w/ Miracast & ShareNext - US | 2100 | 1260 | 1365
60-1970-01 | 4K Dual Screen Wireless Presentation System | 2790 | 1674 | 1813.5
42-351-02 | ShareLink Pro 2500 w/ Miracast & ShareNext - EU | 3120 | 1872 | 2028
42-351-01 | ShareLink Pro 2500 w/ Miracast & ShareNext - US | 3120 | 1872 | 2028
42-352-02 | Miracast & ShareNext Adapter and Power Supply - EU | 330 | 198 | 214.5
42-352-01 | Miracast & ShareNext Adapter and Power Supply - US | 330 | 198 | 214.5
60-1877-01 | Wired and Wireless Presentation Gateway | 2070 | 1242 | 1345.5
42-297-02 | ShareLink Pro 500 w/ Miracast & ShareNext - EU | 2180 | 1308 | 1417
60-1308-02 | SpeedMount Two-Way Surface Mount Speakers with 6.5" Woofer, Pair - Black | 490 | 294 | 318.5
60-1308-03 | SpeedMount Two-Way Surface Mount Speakers with 6.5" Woofer, Pair - White | 490 | 294 | 318.5
60-1308-12 | SpeedMount Two-Way Surface Mount Speakers with 6.5" Woofer and 70/100 V Transformer, Pair - Black | 550 | 330 | 357.5
60-1308-13 | SpeedMount Two-Way Surface Mount Speakers with 6.5" Woofer and 70/100 V Transformer, Pair - White | 550 | 330 | 357.5
60-1309-02 | SpeedMount Two-Way Surface Mount Speakers with 8" Woofer, Pair - Black | 820 | 492 | 533
60-1309-03 | SpeedMount Two-Way Surface Mount Speakers with 8" Woofer, Pair - White | 820 | 492 | 533
60-1309-12 | SpeedMount Two-Way Surface Mount Speakers with 8" Woofer and 70/100 V Transformer, Pair - Black | 880 | 528 | 572
60-1309-13 | SpeedMount Two-Way Surface Mount Speakers with 8" Woofer and 70/100 V Transformer, Pair - White | 880 | 528 | 572
42-133-02 | SpeedMount Compact Full-Range Surface Mount Speakers, Pair - Black | 350 | 210 | 227.5
42-133-03 | SpeedMount Compact Full-Range Surface Mount Speakers, Pair - White | 350 | 210 | 227.5
22-223-02 | Bend-Insensitive Duplex Singlemode Fiber - Plenum, 2 km (6,562') Spool | 4390 | 2634 | 2853.5
70-747-01 | Swivel Mount Adapter | 220 | 132 | 143
70-1138-02 | Swivel Mount Adapter | 220 | 132 | 143
70-1008-03 | Surface Mount Box for TLP Pro 320M, TLP Pro 520M, TLC Pro 521M - White | 164 | 98.4 | 106.6
70-1097-01 | One US gang surface box: Black | 220 | 132 | 143
70-1286-01 | One US gang surface box: White | 210 | 126 | 136.5
70-1321-02 | TLP Pro 300M/TLS 300M Surface Mount Box, Black | 220 | 132 | 143
70-1321-03 | TLP Pro 300M/TLS 300M Surface Mount Box, White | 210 | 126 | 136.5
70-1097-02 | Two US gang surface mount box: Black | 260 | 156 | 169
70-1286-02 | Two US gang surface mount box: White | 240 | 144 | 156
70-1097-03 | Three US gang surface mount box: Black | 280 | 168 | 182
70-1286-03 | Three US gang surface mount box: White | 270 | 162 | 175.5
70-1097-04 | Four US gang surface mount box: Black | 300 | 180 | 195
70-1286-04 | Four US gang surface mount box: White | 290 | 174 | 188.5
70-1097-05 | Five US gang surface mount box: Black | 320 | 192 | 208
70-1286-05 | Five US gang surface mount box: White | 310 | 186 | 201.5
70-1142-12 | One-gang surface box: black | 220 | 132 | 143
70-1142-13 | One-gang surface box: White | 220 | 132 | 143
70-1142-22 | Two-gang surface box: black | 260 | 156 | 169
70-1142-23 | Two-gang surface box: white | 260 | 156 | 169
70-1142-32 | Three-gang surface box: black | 280 | 168 | 182
70-1142-33 | Three-gang surface box: white | 280 | 168 | 182
70-1142-42 | Four-gang surface box: black | 300 | 180 | 195
70-1142-43 | Four-gang surface box: white | 300 | 180 | 195
70-1160-12 | SMB Table Clamp Kit for SMB 110/111T/210, Black | 58 | 34.8 | 37.7
70-1160-13 | SMB Table Clamp Kit for SMB 110/111T/210, White | 58 | 34.8 | 37.7
60-1305-01 | H.264 Decoder | 1840 | 1104 | 1196
60-1306-01 | H.264 Player and Decoder | 2770 | 1662 | 1800.5
70-1059-01 | Handheld IR Remote Control for SMD 202 | 174 | 104.4 | 113.1
60-1763-01 | Streaming Media Encoder | 2770 | 1662 | 1800.5
70-1140-12 | Surface Mount Kit for TLP Pro 525M and TLS 525M - Black | 128 | 76.8 | 83.2
70-1140-13 | Surface Mount Kit for TLP Pro 525M and TLS 525M - White | 128 | 76.8 | 83.2
70-1140-22 | Surface Mount Kit for TLP Pro 725M and TLS 725M - Black | 140 | 84 | 91
70-1140-23 | Surface Mount Kit for TLP Pro 725M and TLS 725M - White | 140 | 84 | 91
70-1140-32 | Surface Mount Kit for TLP Pro 1025M and TLS 1025M - Black | 150 | 90 | 97.5
70-1140-33 | Surface Mount Kit for TLP Pro 1025M and TLS 1025M - White | 150 | 90 | 97.5
70-1250-02 | 2-pack Speaker Aircraft Cable Kit for SF 26/28PT | 58 | 34.8 | 37.7
70-1250-04 | 4-pack Speaker Aircraft Cable Kit for SF 26/28PT | 104 | 62.4 | 67.6
70-1251-02 | SF 26/28PT Ceiling Surface Mount Kit, Pair - Black | 82 | 49.2 | 53.3
70-1251-03 | SF 26/28PT Ceiling Surface Mount Kit, Pair - White | 82 | 49.2 | 53.3
70-1265-01 | Tile Bridge Kit for a pair of SF 3C LP, SF 3CT LP, SF 26X | 104 | 62.4 | 67.6
70-1266-01 | Tile Bridge Kit for a pair of SF 26CT, SF 26CT LP, CS 3T, CS 26T Plus | 104 | 62.4 | 67.6
70-1247-02 | SF 10C SUB Floor Standing Kit | 220 | 132 | 143
70-1364-02 | Two-Piece Low-Profile Wall Mount - Black | 150 | 90 | 97.5
70-1364-03 | Two-Piece Low-Profile Wall Mount - White | 150 | 90 | 97.5
70-978-02 | Pivot Mount for SM 26 and SM 28, Pair - Black | 222 | 133.2 | 144.3
70-978-03 | Pivot Mount for SM 26 and SM 28, Pair - White | 240 | 144 | 156
70-1361-02 | Single Pan and Tilt Wall Mount - Black | 150 | 90 | 97.5
70-1361-03 | Single Pan and Tilt Wall Mount - White | 150 | 90 | 97.5
70-1192-03 | VESA Mounting Kit for SB 33 A Sound Bar - 82"-100" | 260 | 156 | 169
70-1192-02 | VESA Mounting Kit for SB 33 A Sound Bar - 46"-80" | 196 | 117.6 | 127.4
70-1267-48 | V-Rail Extension Kit for a Pair of Speakers (Pack of Four) | 104 | 62.4 | 67.6
60-1594-01 | Single Channel H.264 Streaming Media Processor | 3920 | 2352 | 2548
60-1324-01 | Standard Version – 80 GB SSD | 5540 | 3324 | 3601
60-1634-11 | Dual Recording – 400 GB SSD | 7790 | 4674 | 5063.5
60-1634-01 | Dual Recording – 80 GB SSD | 5540 | 3324 | 3601
60-1634-12 | Dual Recording w/3G-SDI – 400 GB SSD | 7990 | 4794 | 5193.5
60-1825-01 | 4K/60 Multi-Recording and Streaming | 11990 | 7194 | 7793.5
60-1825-02 | 4K/60 Multi-Recording and Streaming w/12G-SDI | 12990 | 7794 | 8443.5
70-633-01 | One Slot False Faceplate for the SMX System MultiMatrix | 58 | 34.8 | 37.7
70-633-02 | Two Slot False Faceplate for the SMX System MultiMatrix | 82 | 49.2 | 53.3
26-627-100 | Speaker Cable: Pre-cut Two Conductor 18 AWG - Plenum - 100' (30.4 m) | 118 | 70.8 | 76.7
26-627-35 | Speaker Cable: Pre-cut Two Conductor 18 AWG - Plenum - 35' (10.6 m) | 48 | 28.8 | 31.2
26-627-50 | Speaker Cable: Pre-cut Two Conductor 18 AWG - Plenum - 50' (15.2 m) | 58 | 34.8 | 37.7
22-152-03 | 14 AWG Speaker Cable - 1,000' (305 m) spool | 1200 | 720 | 780
22-155-03 | 14 AWG Speaker Cable - Plenum - 1,000' (305 m) spool | 1780 | 1068 | 1157
22-151-03 | 16 AWG Speaker Cable - 1,000' (305 m) spool | 760 | 456 | 494
22-154-03 | 16 AWG Speaker Cable - Plenum - 1,000' (305 m) spool | 1250 | 750 | 812.5
22-150-03 | 18 AWG Speaker Cable - 1,000' (305 m) spool | 550 | 330 | 357.5
22-153-03 | 18 AWG Speaker Cable - Plenum - 1,000' (305 m) spool | 920 | 552 | 598
60-1658-01 | Surround Sound Processor | 3230 | 1938 | 2099.5
70-1255-01 | Security Tether Kit | 48 | 28.8 | 31.2
101-005-01 | Shielded RJ-45 Plug Kit for Extron STP201 Shielded Twisted Pair Cable | 48 | 28.8 | 31.2
22-157-03 | Serial Control/Audio Cable - 1,000' (305 m) spool | 720 | 432 | 468
22-161-03 | Serial Control/Audio Cable - 1,000' (305 m) spool | 1230 | 738 | 799.5
22-163-03 | Serial Control/Audio Cable - Plenum - 1,000' (305 m) spool | 1670 | 1002 | 1085.5
26-707-50 | Power, control, audio cable - Plenum - 50' (15.2 m) | 118 | 70.8 | 76.7
22-159-03 | Serial Control/Audio Cable - Plenum - 1,000' (305 m) spool | 1150 | 690 | 747.5
22-156-03 | Serial Control/Audio Cable - 1,000' (305 m) spool | 460 | 276 | 299
22-160-03 | Serial Control/Audio Cable - 1,000' (305 m) spool | 820 | 492 | 533
22-162-03 | Serial Control/Audio Cable - Plenum - 1,000' (305 m) | 1380 | 828 | 897
22-158-03 | Serial Control/Audio Cable - Plenum - 1,000' (305 m) spool | 700 | 420 | 455
42-296-02 | StudioStation | CALL | Call For Quote | Call For Quote
70-930-02 | Replacement Surface Mount Kit for SM 3, Pair - Black | 48 | 28.8 | 31.2
70-930-03 | Replacement Surface Mount Kit for SM 3, Pair - White | 48 | 28.8 | 31.2
70-977-02 | Replacement Surface Mount Kit for SM 26 and SM 28, Pair - Black | 82 | 49.2 | 53.3
70-977-03 | Replacement Surface Mount Kit for SM 26 and SM 28, Pair - White | 72 | 43.2 | 46.8
26-541-01 | S-Video Female to 2 BNC Female Adapter | 36 | 21.6 | 23.4
26-353-01 | S-Video to 2-BNC Adapter Cable: 4-Pin Mini DIN Male to 2 BNC Female - 8" (20 cm) | 26 | 15.6 | 16.9
60-1603-01 | Two Input 4K/60 HDMI Switcher | 640 | 384 | 416
60-952-02 | Two Input USB Switcher | 700 | 420 | 455
60-1833-01 | Two Input USB 10G Switcher | 1270 | 762 | 825.5
60-1683-02 | Four Input 12G-SDI Switcher | 2070 | 1242 | 1345.5
60-1604-01 | Four Input 4K/60 HDMI Switcher | 740 | 444 | 481
60-954-02 | Four Input USB Switcher with Emulation | 1160 | 696 | 754
60-1834-01 | Four Input USB 10G Switcher | 1610 | 966 | 1046.5
60-258-22 | Four Input VGA and Stereo Audio Switcher | 1020 | 612 | 663
60-1605-01 | Six Input 4K/60 HDMI Switcher | 1620 | 972 | 1053
60-1606-01 | Eight Input 4K/60 HDMI Switcher | 2080 | 1248 | 1352
26-609-01 | DVI to 5-BNC Adapter Cable: DVI-A Male to Five BNC Female - 6" (15 cm) | 58 | 34.8 | 37.7
26-493-01 | VGA to 5-BNC Adapter Cable, SY VGA: 15-pin HD Male Molded to 5-BNC Female - 2' (60 cm) | 66 | 39.6 | 42.9
26-532-01 | VGA to 5-BNC MHR - Mini High Resolution Cable: 15-pin HD Female to 5-BNC Female - 6" (15 cm) | 40 | 24 | 26
26-532-12 | VGA to 5-BNC MHR - Mini High Resolution Cable: 15-pin HD Female to 5-BNC Female - 3' (90 cm) | 44 | 26.4 | 28.6
26-534-11 | VGA to 5-BNC MHR - Mini High Resolution Cable: 15-pin HD Female to 5-BNC Male - 12" (30 cm) | 48 | 28.8 | 31.2
26-531-01 | VGA to 5-BNC MHR - Mini High Resolution Cable: 15-pin HD Male to 5-BNC Female - 6" (15 cm) | 44 | 26.4 | 28.6
26-533-01 | VGA to 5-BNC MHR - Mini High Resolution Cable: 15-pin HD Male to 5-BNC Male - 6" (15 cm) | 44 | 26.4 | 28.6
26-533-11 | VGA to 5-BNC MHR - Mini High Resolution Cable: 15-pin HD Male to 5-BNC Male - 1' (30 cm) | 48 | 28.8 | 31.2
26-533-03 | VGA to 5-BNC MHR - Mini High Resolution Cable: 15-pin HD Male to 5-BNC Male - 12' (3.6 m) | 74 | 44.4 | 48.1
26-533-02 | VGA to 5-BNC MHR - Mini High Resolution Cable: 15-pin HD Male to 5-BNC Male - 6' (1.8 m) | 56 | 33.6 | 36.4
70-1254-22 | Retrofit Kits for TLP Pro 725M and TLP Pro 1025M - Black | 270 | 162 | 175.5
70-1254-23 | Retrofit Kits for TLP Pro 725M and TLP Pro 1025M - White | 270 | 162 | 175.5
70-1254-32 | Retrofit Kits for TLP Pro 1025M - Black | 290 | 174 | 188.5
70-1254-33 | Retrofit Kits for TLP Pro 1025M - White | 290 | 174 | 188.5
60-1748-10 | TouchLink Control Port Expansion Adapter | 220 | 132 | 143
60-1083-01 | TouchLink® Interface | 4610 | 2766 | 2996.5
60-1669-01 | 4K TouchLink® Interface | 4610 | 2766 | 2996.5
60-1566-02 | 10" Wall Mount TouchLink® Pro Touchpanel - Black | 3230 | 1938 | 2099.5
60-1566-03 | 10" Wall Mount TouchLink® Pro Touchpanel - White | 3230 | 1938 | 2099.5
60-1566-12 | 10" Wall Mount TouchLink® Pro Touchpanel - Black | CALL | Call For Quote | Call For Quote
60-1566-13 | 10" Wall Mount TouchLink® Pro Touchpanel - White | CALL | Call For Quote | Call For Quote
60-1565-02 | 10" Tabletop TouchLink® Pro Touchpanel - Black | 3230 | 1938 | 2099.5
60-1565-13 | 10" Tabletop TouchLink® Pro Touchpanel - White | 3230 | 1938 | 2099.5
60-1565-12 | 10" Tabletop TouchLink® Pro Touchpanel - Black | CALL | Call For Quote | Call For Quote
60-1787-02 | 12" Wall Mount TouchLink® Pro Touchpanel - Black | 5310 | 3186 | 3451.5
60-1787-12 | 12" Wall Mount TouchLink® Pro Touchpanel - Black | CALL | Call For Quote | Call For Quote
60-1788-02 | 12" Tabletop TouchLink® Pro Touchpanel - Black | 5310 | 3186 | 3451.5
60-1788-12 | 12" Tabletop TouchLink® Pro Touchpanel - Black | CALL | Call For Quote | Call For Quote
60-1668-02 | 12” Ultra-wide Tabletop TouchLink Pro Touchpanel - Black | 6920 | 4152 | 4498
60-1668-03 | 12” Ultra-wide Tabletop TouchLink Pro Touchpanel - White | 5990 | 3594 | 3893.5
60-1789-12 | 15" Wall Mount TouchLink® Pro Touchpanel - Black | 5770 | 3462 | 3750.5
60-1790-12 | 15" Tabletop TouchLink® Pro Touchpanel - Black | 5770 | 3462 | 3750.5
60-1791-02 | 17" Wall Mount TouchLink® Pro Touchpanel - Black | 6920 | 4152 | 4498
60-1791-12 | 17" Wall Mount TouchLink® Pro Touchpanel - Black | CALL | Call For Quote | Call For Quote
60-1792-12 | 17" Tabletop TouchLink® Pro Touchpanel - Black | 6920 | 4152 | 4498
60-1667-02 | 3.5” Portrait Wall Mount TouchLink Pro Touchpanel – Black | 1380 | 828 | 897
60-1667-03 | 3.5” Portrait Wall Mount TouchLink Pro Touchpanel – White | 1380 | 828 | 897
60-1560-02 | 5″ Series/2 Cable Cubby TouchLink Pro Touchpanel | 3230 | 1938 | 2099.5
60-1560-12 | 5″ Series/2 Cable Cubby TouchLink Pro Touchpanel | CALL | Call For Quote | Call For Quote
70-694-01 | Installation Guide for Proper Alignment and Hole Sizing | 105 | 63 | 68.25
60-1561-02 | 5" Wall Mount TouchLink® Pro Touchpanel - Black | 1840 | 1104 | 1196
60-1561-03 | 5" Wall Mount TouchLink® Pro Touchpanel - White | 1840 | 1104 | 1196
60-1561-12 | 5" Wall Mount TouchLink® Pro Touchpanel - Black | CALL | Call For Quote | Call For Quote
60-1561-13 | 5" Wall Mount Touchlink Pro Touchpanel, White | CALL | Call For Quote | Call For Quote
60-1559-02 | 5" Tabletop TouchLink® Pro Touchpanel - Black | 2070 | 1242 | 1345.5
60-1559-03 | 5" Tabletop TouchLink® Pro Touchpanel - White | 2070 | 1242 | 1345.5
60-1559-12 | 5" Tabletop TouchLink® Pro Touchpanel - Black | CALL | Call For Quote | Call For Quote
60-1559-13 | 5" Tabletop TouchLink® Pro Touchpanel - White | CALL | Call For Quote | Call For Quote
60-1564-02 | 7" Cable Cubby TouchLink Pro Touchpanel | 3690 | 2214 | 2398.5
60-1564-12 | 7" Cable Cubby TouchLink Pro Touchpanel | CALL | Call For Quote | Call For Quote
70-980-01 | Installation Guide for Proper Alignment and Hole Sizing | 105 | 63 | 68.25
60-1563-02 | 7" Wall Mount TouchLink® Pro Touchpanel - Black | 2300 | 1380 | 1495
60-1563-03 | 7" Wall Mount TouchLink® Pro Touchpanel - White | 2300 | 1380 | 1495
60-1563-12 | 7" Wall Mount TouchLink® Pro Touchpanel - Black | CALL | Call For Quote | Call For Quote
60-1563-13 | 7" Wall Mount TouchLink® Pro Touchpanel - White | CALL | Call For Quote | Call For Quote
60-1562-02 | 7" Tabletop TouchLink® Pro Touchpanel - Black | 2530 | 1518 | 1644.5
60-1562-03 | 7" Tabletop TouchLink® Pro Touchpanel - White | 2530 | 1518 | 1644.5
60-1562-12 | 7" Tabletop TouchLink® Pro Touchpanel - Black | CALL | Call For Quote | Call For Quote
60-1562-13 | 7" Tabletop TouchLink® Pro Touchpanel - White | CALL | Call For Quote | Call For Quote
60-1566-102 | 10" Wall Mount TouchLink Scheduling Panel - Black | 3000 | 1800 | 1950
60-1566-103 | 10" Wall Mount TouchLink Scheduling Panel - White | 3000 | 1800 | 1950
60-1566-112 | 10" Wall Mount TouchLink Scheduling Panel - Black | CALL | Call For Quote | Call For Quote
60-1566-113 | 10" Wall Mount TouchLink Scheduling Panel - White | CALL | Call For Quote | Call For Quote
60-1667-102 | Black, Desk Scheduling | 1380 | 828 | 897
60-1667-103 | White, Desk Scheduling | 1380 | 828 | 897
60-1561-102 | 5" Wall Mount TouchLink Scheduling Panel - Black | 1840 | 1104 | 1196
60-1561-103 | 5" Wall Mount TouchLink Scheduling Panel - White | 1840 | 1104 | 1196
60-1561-112 | 5" Wall Mount TouchLink Scheduling Panel - Black | CALL | Call For Quote | Call For Quote
60-1561-113 | 5" Wall Mount TouchLink Scheduling Panel - White | CALL | Call For Quote | Call For Quote
60-1563-102 | 7" Wall Mount TouchLink Scheduling Panel - Black | 2300 | 1380 | 1495
60-1563-103 | 7" Wall Mount TouchLink Scheduling Panel - White | 2300 | 1380 | 1495
60-1563-112 | 7" Wall Mount TouchLink Scheduling Panel - Black | CALL | Call For Quote | Call For Quote
60-1563-113 | 7" Wall Mount TouchLink Scheduling Panel - White | CALL | Call For Quote | Call For Quote
60-1669-101 | Interactive Wayfinding Interface | 6920 | 4152 | 4498
70-1031-12 | Table Mount for One Decorator-Style Module | 48 | 28.8 | 31.2
70-1031-01 | Table Mount Kit for Two AAP™AV Connectivity Modules | 82 | 49.2 | 53.3
70-1031-05 | Table Mount Kit for Two Retractor Modules | 174 | 104.4 | 113.1
70-1031-03 | Table Mount Kit for Three AAP™AV Connectivity Modules | 94 | 56.4 | 61.1
70-693-01 | One Space AAP Mounting Brackets for Cable Cubby TouchLink Touchpanels | 58 | 34.8 | 37.7
26-642-06 | Stereo Audio Adapter Cable: 3.5 mm Stereo Mini Male to Two RCA Male - 6' (1.8 m) | 18 | 10.8 | 11.7
70-1293-10 | Screen Protector for 5" TouchLink Pro touchpanels | 70 | 42 | 45.5
70-1293-20 | Screen Protector for 7" TouchLink Pro touchpanels | 82 | 49.2 | 53.3
70-1293-30 | Screen Protector for 10" TouchLink Pro touchpanels | 94 | 56.4 | 61.1
70-097-11 | Single Space AAP - Black: Two 1/4" Female Stereo Phone to Solder Tabs | 72 | 43.2 | 46.8
70-293-15 | Single Space MAAP - Black: Two 3.5 mm Stereo Mini Jack to Captive Screw Terminal | 72 | 43.2 | 46.8
70-331-11 | Single Space AAP - Black: Two 3.5 mm Stereo Mini Jack to Captive Screw Terminal | 82 | 49.2 | 53.3
70-098-11 | Single Space AAP - Black: Two 3.5 mm Stereo Mini Jack to Solder Tabs | 72 | 43.2 | 46.8
70-091-11 | Single Space AAP - Black: Two BNC Female to Female Barrels | 48 | 28.8 | 31.2
70-286-13 | Single Space MAAP - Black: Two BNC Female to Female Barrels | 58 | 34.8 | 37.7
70-286-23 | Single Space MAAP - White: Two BNC Female to Female Barrels | 58 | 34.8 | 37.7
70-613-02 | Single Space AAP - Black: Two Contact Closure Switch - Momentary, Single Pole, Double Throw with LED - to Solder Tabs | 94 | 56.4 | 61.1
70-466-11 | Double Space AAP - Black: Two Fiber Duplex LC Female to Female Barrels | 94 | 56.4 | 61.1
70-1219-02 | Single Space AAP - Black: Two HDMI Female to Female on 10" Pigtails | 140 | 84 | 91
70-1219-03 | Single Space AAP - White: Two HDMI Female to Female on 10" Pigtails | 140 | 84 | 91
70-449-12 | Double Space AAP - Black: Two Neutrik Speakon Male to Solder Tabs - 4 Pole | 82 | 49.2 | 53.3
70-092-11 | Single Space AAP - Black: Two RCA Female to Solder Cups | 48 | 28.8 | 31.2
70-491-11 | Single Space AAP - Black: Two RJ-45 Female to Female Barrel | 82 | 49.2 | 53.3
70-100-11 | Double Space AAP - Black: Two RJ-45 Female to Female Barrels - CAT 5e | 82 | 49.2 | 53.3
70-786-02 | Double Space AAP - Black | 140 | 84 | 91
70-491-15 | Single Space AAP – Black: Two RJ-45 Female to Punch Down for CAT 6 | 94 | 56.4 | 61.1
70-491-25 | Single Space AAP – White: Two RJ-45 Female to Punch Down for CAT 6 | 94 | 56.4 | 61.1
70-491-12 | Single Space AAP – Black: Two RJ-45 Female to Punch Down for CAT 6 - AMP | 94 | 56.4 | 61.1
70-491-14 | Single Space AAP – Black: Two RJ-45 Female to Punch Down for CAT 6 - Ortronics | 94 | 56.4 | 61.1
70-491-13 | Single Space AAP – Black: Two RJ-45 Female to Punch Down for CAT 6 - Siemon | 94 | 56.4 | 61.1
70-491-16 | Single Space AAP - Black: Two RJ-45 Female to Punch Down for CAT6 – Panduit | 140 | 84 | 91
70-100-14 | Double Space AAP – Black: Two Shielded RJ-45 Female to Female Barrel for CAT 5e | 82 | 49.2 | 53.3
70-100-24 | Double Space AAP – White: Two Shielded RJ-45 Female to Female Barrel for CAT 5e | 82 | 49.2 | 53.3
70-454-12 | Single Space AAP - Black: Two USB 2.0 Type-A Female to Female on Pigtails | 94 | 56.4 | 61.1
70-454-13 | Single Space AAP - White: Two USB 2.0 Type-A Female to Female on Pigtails | 94 | 56.4 | 61.1
70-382-11 | Single Space AAP - Black: Two USB 2.0 Type-A Female to USB B Female Adapters | 82 | 49.2 | 53.3
70-1235-03 | Single Space AAP - White: Two USB 3.2 Type-A Female to USB B Female on Pigtails | 104 | 62.4 | 67.6
70-1235-02 | Single Space AAP - Black: Two USB 3.2 Type-A Female to USB Type-B Female on Pigtails | 104 | 62.4 | 67.6
70-103-14 | Double Space AAP - Black: Two XLR 3-pin Female to Solder Cups | 82 | 49.2 | 53.3
70-103-24 | Double Space AAP - White: Two XLR 3-pin Female to Solder Cups | 82 | 49.2 | 53.3
70-103-17 | Double Space AAP - Black: Two XLR 3-pin Male to Solder Cups - Neutrik | 82 | 49.2 | 53.3
70-103-27 | Double Space AAP - White: Two XLR 3-pin Male to Solder Cups - Neutrik | 82 | 49.2 | 53.3
70-1051-11 | Double Space AAP - Black | 104 | 62.4 | 67.6
70-1051-12 | Double Space AAP - Black | 104 | 62.4 | 67.6
26-518-02 | Universal Projector Control Cable: 9-pin D Female to Bare Wires - 100' (30.4 m) | 240 | 144 | 156
26-518-01 | Universal Projector Control Cable: 9-pin D Female to Bare Wires - 50' (15.2 m) | 140 | 84 | 91
70-903-02 | Universal Controller Mount for Flex55 Modules | 104 | 62.4 | 67.6
60-1166-02 | Universal Controller Mounting Panel: Black | 94 | 56.4 | 61.1
70-344-02 | Universal Controller Mounting Rack Kit - Black | 94 | 56.4 | 61.1
60-1797-01 | 3x1 4K/60 Collaboration and Presentation Switcher | 2590 | 1554 | 1683.5
60-2042-01 | Pro 4K USB-C 10G Dock | 890 | 534 | 578.5
60-1974-13 | USB 5 Gbps Receiver | 790 | 474 | 513.5
60-1974-12 | USB 5 Gbps Transmitter | 790 | 474 | 513.5
42-298-01 | Fiber Optic USB 5 Gbps Extenders | 1730 | 1038 | 1124.5
70-902-03 | Universal Projector Mounting Bracket - White | 300 | 180 | 195
26-654-06 | USB A Male to USB Mini B Male Configuration Cable | 14 | 8.4 | 9.1
60-1472-22 | Twisted Pair Extender for USB Peripherals – AAP Version | 990 | 594 | 643.5
60-1473-23 | Twisted Pair Extender for USB Peripherals - Decorator-Style Wallplate | 1010 | 606 | 656.5
60-1473-13 | Twisted Pair Extender for USB Peripherals - Decorator-Style Wallplate | 1010 | 606 | 656.5
60-1471-13 | Twisted Pair Extender for USB Peripherals | 820 | 492 | 533
60-1539-13 | Twisted Pair Extender for USB Peripherals – HID | 920 | 552 | 598
60-1471-12 | Twisted Pair Extender for USB Peripherals | 820 | 492 | 533
60-1539-12 | Twisted Pair Extender for USB Peripherals – HID | 920 | 552 | 598
60-1031-12 | Four-Port USB Hub - AAP Version - Black | 300 | 180 | 195
60-1030-11 | Four-Port USB Hub - MAAP Version - Black | 300 | 180 | 195
42-267-01 | Matrix Controller for USB Extender Plus Series | 1150 | 690 | 747.5
60-1346-02 | Two Outlet USB Charger - AAP Version | 220 | 132 | 143
60-1937-02 | Two Outlet USB Charger - AC AAP Version | 300 | 180 | 195
60-1355-02 | Two Outlet USB Charger - MAAP Version | 220 | 132 | 143
60-1783-02 | USB-C USB-A PowerPlate AAP | 460 | 276 | 299
60-1938-02 | USB-C+USB-A PowerPlate AC AAP | 530 | 318 | 344.5
60-1785-02 | USB-C PowerPlate MAAP | 460 | 276 | 299
26-728-15 | USB-A (male - female) 5 Gbps Optical Cable 15' (4.5 m) - Plenum | 360 | 216 | 234
26-728-25 | USB-A (male - female) 5 Gbps Optical Cable 25' (7.6 m) - Plenum | 420 | 252 | 273
26-728-35 | USB-A (male - female) 5 Gbps Optical Cable 35' (10.6 m) - Plenum | 520 | 312 | 338
26-728-50 | USB-A (male - female) 5 Gbps Optical Cable 50' (15.2 m)- Plenum | 650 | 390 | 422.5
26-728-65 | USB-A (male - female) 5 Gbps Optical Cable 65' (19.8 m)- Plenum | 700 | 420 | 455
26-751-03 | USB-A to USB-B 5 Gbps Cables - 3' (90 cm) | 66 | 39.6 | 42.9
26-751-06 | USB-A to USB-B 5 Gbps Cables - 6' (1.8 m) | 78 | 46.8 | 50.7
26-751-09 | USB-A to USB-B 5 Gbps Cables - 9' (2.7 m) | 88 | 52.8 | 57.2
70-1241-02 | Single-Space AAP - Black: One USB-C Female to Male on Pigtail | 100 | 60 | 65
70-1243-02 | Half-Size Flex55 - Black: One USB-C Female to Male on Pigtail | 100 | 60 | 65
70-1243-03 | Half-Size Flex55 - White: One USB-C Female to Male on Pigtail | 100 | 60 | 65
70-1242-02 | Single-Space MAAP - Black: One USB-C Female to Male on Pigtail | 100 | 60 | 65
70-1242-03 | Single-Space MAAP - White: One USB-C Female to Male on Pigtail | 100 | 60 | 65
60-1883-01 | USB-C to HDMI Interface | 580 | 348 | 377
26-748-12 | USB-C® 8K/30 Video Optical Cables with High-Speed Data and 60 W Power Delivery 12' (3.6 m) | 160 | 96 | 104
26-748-15 | USB-C® 8K/30 Video Optical Cables with High-Speed Data and 60 W Power Delivery 15' (4.5 m) | 180 | 108 | 117
26-748-25 | USB-C® 8K/30 Video Optical Cables with High-Speed Data and 60 W Power Delivery 25' (7.6 m) | 200 | 120 | 130
26-748-30 | USB-C® 8K/30 Video Optical Cables with High-Speed Data and 60 W Power Delivery 30' (9.1 m) | 220 | 132 | 143
26-746-09 | USBC Pro SM Cable, 9' (2.7 m) | 390 | 234 | 253.5
26-746-12 | USBC Pro SM Cable, 12' (3.6 m) | 450 | 270 | 292.5
26-741-12 | USB-C® 5 Gbps Optical Cables with 4K/30 Video and 60 W Power Delivery 12' (3.6 m) | 390 | 234 | 253.5
26-741-15 | USB-C® 5 Gbps Optical Cables with 4K/30 Video and 60 W Power Delivery 15' (4.5 m) | 400 | 240 | 260
26-741-25 | USB-C® 5 Gbps Optical Cables with 4K/30 Video and 60 W Power Delivery 25' (7.6 m) | 460 | 276 | 299
26-741-30 | USB-C® 5 Gbps Optical Cables with 4K/30 Video and 60 W Power Delivery 30' (9.1 m) | 480 | 288 | 312
26-715-06 | USB-C® 5 Gbps Cable, 6' (1.8 m) | 58 | 34.8 | 37.7
26-723-06 | USB-C® to USB-A 5 Gbps Cable, 6' (1.8 m) | 58 | 34.8 | 37.7
26-719-01 | USB-C male to DP female adapter cable, 6" (15 cm) | 82 | 49.2 | 53.3
26-716-06 | USB-C male to DP male adapter cable, 6' (1.8 m) | 98 | 58.8 | 63.7
26-752-01 | 4K/60 USB-C male to HDMI female, 6" (15 cm) | 170 | 102 | 110.5
26-717-06 | 4K/60 USB-C male to HDMI male adapter cable, 6' (1.8 m) | 190 | 114 | 123.5
26-733-06 | USB-C to HDMI SM Cable, 6' (1.8 m) | 220 | 132 | 143
26-733-12 | USB-C to HDMI SM Cable, 12' (3.6 m) | 280 | 168 | 182
70-1085-01 | Primary Mount, Gray | 94 | 56.4 | 61.1
70-1085-02 | Secondary Mount, Gray | 94 | 56.4 | 61.1
70-1323-04 | 4U Rack Mount Frame, Black Rack Shelf System | 530 | 318 | 344.5
70-1323-24 | Front & Rear Panels for UTR 104 Rack Shelf System | 260 | 156 | 169
42-334-04 | UTR 104 Rack w Optional Panels | 1120 | 672 | 728
70-1323-34 | Side Panels for UTR 104 Rack Shelf System | 170 | 102 | 110.5
70-1323-42 | Bottom Panel for UTR 104 Rack Shelf System | 160 | 96 | 104
70-1028-01 | Primary Shelf, gray | 104 | 62.4 | 67.6
70-1028-02 | Secondary Shelf, gray | 104 | 62.4 | 67.6
70-530-02 | Volume Control Wall Plate | 58 | 34.8 | 37.7
60-1963-01 | Virtual Control Appliance with 5 Virtual Control Processors | 5500 | 3300 | 3575
70-1177-01 | Volume & Mute Controller – AAP – Black | 196 | 117.6 | 127.4
70-883-02 | Volume and Mute Controller - Decorator-Style Wallplate | 174 | 104.4 | 113.1
70-884-05 | Volume and Mute Controller - EU Wall Frame for European Junction Boxes | 174 | 104.4 | 113.1
26-112-37 | VGA Cable: 15-Pin HD Male Backshell to 15-Pin HD Female Backshell- 15' (4.5 m) | 64 | 38.4 | 41.6
26-112-17 | VGA Cable: 15-pin HD Male Molded to 15-pin Female Molded - 3' (90 cm) | 28 | 16.8 | 18.2
26-112-29 | VGA Cable: 15-Pin HD Male Molded to 15-Pin HD Female Molded - 50' (15.2 m) | 142 | 85.2 | 92.3
26-112-30 | VGA Cable: 15-Pin HD Male Molded to 15-Pin HD Female Molded - 75' (22.8 m) | 192 | 115.2 | 124.8
26-238-16 | VGA Cable: 15-pin HD Male to Male Backshell - 35' (10.6 m) | 124 | 74.4 | 80.6
26-238-20 | VGA Cable: 15-pin HD Male to Male Molded - 100' (30.4 m) | 260 | 156 | 169
26-238-17 | VGA Cable: 15-pin HD Male to Male Molded - 35' (10.6 m) | 106 | 63.6 | 68.9
26-238-01 | VGA Cable: 15-pin HD Male to Male Molded - 6' (1.8 m) | 28 | 16.8 | 18.2
26-238-19 | VGA Cable: 15-pin HD Male to Male Molded - 75' (22.8 m) | 192 | 115.2 | 124.8
26-686-12 | VGA Show Me Cable, 12' (3.6 m) for TeamWork Collaboration Systems | 220 | 132 | 143
26-686-06 | VGA Show Me Cable, 6' (1.8 m) for TeamWork Collaboration Systems | 174 | 104.4 | 113.1
26-490-07 | VGA with Audio Cable: 15-pin HD Male to Male Molded - 35' (10.6 m) | 142 | 85.2 | 92.3
26-490-08 | VGA with Audio Cable: 15-pin HD Male to Male Molded - 50' (15.2 m) | 210 | 126 | 136.5
26-490-02 | VGA with Audio Cable: 15-pin HD Male to Male Molded - 6' (1.8 m) | 52 | 31.2 | 33.8
60-1638-01 | VoiceLift Pro Charging Station | 174 | 104.4 | 113.1
70-567-02 | Replacement V-Lock Wall Assembly for SI 3, Pair - Black | 166 | 99.6 | 107.9
70-567-03 | Replacement V-Lock Wall Assembly for SI 3, Pair - White | 166 | 99.6 | 107.9
42-347-01 | Single Pendant VoiceLift System – ZipClip | CALL | Call For Quote | Call For Quote
42-349-01 | Single Pendant VoiceLift System – PVM 220 | CALL | Call For Quote | Call For Quote
42-348-01 | Single Pendant VoiceLift System – WMK 160 | CALL | Call For Quote | Call For Quote
42-347-02 | Dual Pendant VoiceLift System – ZipClip | CALL | Call For Quote | Call For Quote
42-347-03 | Pendant and Handheld VoiceLift System – ZipClip | CALL | Call For Quote | Call For Quote
42-349-03 | Pendant and Handheld VoiceLift System – PVM 220 | CALL | Call For Quote | Call For Quote
42-348-03 | Pendant and Handheld VoiceLift System – WMK 160 | CALL | Call For Quote | Call For Quote
42-349-02 | Dual Pendant VoiceLift System – PVM 220 | CALL | Call For Quote | Call For Quote
42-348-02 | Dual Pendant VoiceLift System – WMK 160 | CALL | Call For Quote | Call For Quote
70-1269-03 | Product Base Cover | 118 | 70.8 | 76.7
70-1269-01 | VESA Mount Kit | 140 | 84 | 91
70-1269-02 | Product Base Plate | 94 | 56.4 | 61.1
70-1253-12 | VESA Mount Kit for TLP Pro 725M and TLP Pro 1025M | 220 | 132 | 143
60-1124-01 | VN-Matrix Codec for 3G-SDI | CALL | Call For Quote | Call For Quote
60-1249-01 | VN-Matrix Codec for 3G-SDI | CALL | Call For Quote | Call For Quote
60-1275-01 | Decoder for HDMI, Audio, USB Keyboard and Mouse | CALL | Call For Quote | Call For Quote
60-1274-01 | Encoder for HDMI, RGB, Audio, USB Keyboard and Mouse | CALL | Call For Quote | Call For Quote
70-763-01 | VN-Matrix 12 Unit Power Supply | 9710 | 5826 | 6311.5
60-1133-01 | VN-Matrix Enterprise Controller | CALL | Call For Quote | Call For Quote
60-1133-02 | VN-Matrix Enterprise Controller with CF Drive | CALL | Call For Quote | Call For Quote
60-1121-01 | VN-Matrix Recorder | CALL | Call For Quote | Call For Quote
29-098-01 | Software Decoder for VN-Matrix 225 or 200 Series | CALL | Call For Quote | Call For Quote
60-1291-01 | VN-Matrix Single Channel Recorder | CALL | Call For Quote | Call For Quote
29-108-01 | Multi-Stream Decoding Software for VN-Matrix 225 or 200 Series | CALL | Call For Quote | Call For Quote
60-476-01 | High Resolution Computer-to-Video Scan Converter | 1980 | 1188 | 1287
60-758-01 | Two Input VGA and Stereo Audio Switcher | 360 | 216 | 234
60-1635-11 | Wireless Access Point - EU Version | 690 | 414 | 448.5
60-1635-01 | Wireless Access Point - US/Canada Version | 690 | 414 | 448.5
70-1134-01 | Wall and Box Mount Adapter | 300 | 180 | 195
42-354-01 | Workspace Automation Controller with Occupancy Sensor, LL WC Upgrade | 1780 | 1068 | 1157
60-1803-01 | Workspace Automation Controller with Occupancy Sensor | 990 | 594 | 643.5
42-355-01 | Workspace Automation Controller with EDID Minder, LL WC Upgrade | 1580 | 948 | 1027
60-1804-01 | Workspace Automation Controller with EDID Minder | 790 | 474 | 513.5
60-1944-02 | USB to Wi-Fi & Bluetooth Adapter - EU | 110 | 66 | 71.5
60-1944-01 | USB to Wi-Fi & Bluetooth Adapter - US | 110 | 66 | 71.5
60-1371-11 | One-Gang Wallplate with Computer Video, HDMI, and Stereo Audio Connectors - Black | 92 | 55.2 | 59.8
60-1371-21 | One-Gang Wallplate with Computer Video, HDMI, and Stereo Audio Connectors - White | 92 | 55.2 | 59.8
70-990-05 | Wallplate - EU One Gang - RAL9010 White: HDMI female to female on 6" (15 cm) pigtail and Stereo Audio to Captive Screw Output | 150 | 90 | 97.5
70-990-03 | Wallplate - MK One Gang - White: HDMI female to female on 6” (15 cm) pigtail and Stereo Audio to Captive Screw Output | 150 | 90 | 97.5
70-1173-01 | Pass-Through Wallplate with One 3.5 mm Connector - Decorator-Style; White | 94 | 56.4 | 61.1
70-1053-03 | One XTP DTP 24 Coupler Pass-Through Wallplate – Decorator-Style; White | 82 | 49.2 | 53.3
70-1054-03 | One XTP DTP 24 Punch Down Jack Pass-Through Wallplate – Decorator-Style; White | 82 | 49.2 | 53.3
70-1362-02 | USB Type-C; Black | 130 | 78 | 84.5
70-1362-03 | USB Type-C; White | 130 | 78 | 84.5
70-1055-03 | Two XTP DTP 24 Couplers Pass-Through Wallplate - Decorator-Style; White | 118 | 70.8 | 76.7
70-1056-03 | Two XTP DTP 24 Punch Down Jacks Pass-Through Wallplate - Decorator-Style; White | 118 | 70.8 | 76.7
70-1103-02 | Pass-Through Wallplate with Two XLR Connectors - Decorator-Style; Black | 220 | 132 | 143
70-1103-03 | Pass-Through Wallplate with Two XLR Connectors - Decorator-Style; White | 220 | 132 | 143
70-726-63 | HDMI and Stereo Audio Pass-Through Wallplate - Decorator-Style; White | 118 | 70.8 | 76.7
70-766-33 | HDMI, Stereo Audio, and VGA Pass-Through Wallplate - Decorator-Style; White | 140 | 84 | 91
70-766-43 | HDMI, USB, and Network Pass-Through Wallplate - Decorator-Style; White | 118 | 70.8 | 76.7
70-766-72 | HDMI, USB 3.2 Type-A, and Network Pass-Through Wallplate - Decorator-Style; Black | 130 | 78 | 84.5
70-766-73 | HDMI, USB 3.2 Type-A, and Network Pass-Through Wallplate - Decorator-Style; White | 130 | 78 | 84.5
70-766-53 | (2) HDMI and Network Pass-Through Wallplate - Decorator-Style; White | 118 | 70.8 | 76.7
60-1836-01 | Dante Audio DSP Matrix Processor w/ 24 AEC | 3460 | 2076 | 2249
60-849-01 | Two Channel Amp - 60 Watts at 8 ohms | 700 | 420 | 455
60-850-11 | One Channel Amp, 200 watts at 100 volts | 870 | 522 | 565.5
60-850-01 | One Channel Amp, 200 watts at 70 volts | 820 | 492 | 533
60-563-02 | Four Channel Amp - 100 Watts at 8 ohms | 1960 | 1176 | 1274
60-1244-01 | Two Channel Amp - 400 Watts/Ch | 1500 | 900 | 975
60-1245-01 | Two Channel Amp, 400 watts at 70 volts | 2070 | 1242 | 1345.5
60-1761-01 | Two Channel Amp, 100 watts at 8 or 4 ohms | 860 | 516 | 559
60-1761-12 | Two Channel Amp, 100 watts at 100 volts | 1050 | 630 | 682.5
60-1761-02 | Two Channel Amp, 100 watts at 70 volts | 1050 | 630 | 682.5
60-1760-01 | Four Channel Amp, 100 watts at 8 or 4 ohms | 1200 | 720 | 780
60-1301-01 | Four Channel Bridgeable Output Amp, 100/200 Watts | 1380 | 828 | 897
60-1760-12 | Four Channel Amp, 100 watts at 100 volts | 1610 | 966 | 1046.5
60-1760-02 | Four Channel Amp, 100 watts at 70 volts | 1610 | 966 | 1046.5
60-1758-01 | Two Channel Bridgeable Output Amp, 200/400 Watts | 1020 | 612 | 663
60-2026-01 | Four Channel Flexible Output Amp, 200 Watts | 2590 | 1554 | 1683.5
60-2025-01 | Eight Channel Flexible Output Amp, 200 Watts | 3790 | 2274 | 2463.5
60-1955-01 | Two Channel Amp, 350 watts at 8 or 4 ohms | 1730 | 1038 | 1124.5
60-1759-01 | Eight Channel Amp, 35 watts at 8 or 4 ohms | 2010 | 1206 | 1306.5
60-1759-12 | Eight Channel Amp, 35 watts at 100 volts | 2300 | 1380 | 1495
60-1759-02 | Eight Channel Amp, 35 watts at 70 volts | 2300 | 1380 | 1495
60-1762-11 | Eight Channel Combo Amp - Four Channels at 8 or 4 ohms - Four Channels at 100V | 2190 | 1314 | 1423.5
60-1762-01 | Eight Channel Combo Amp - Four Channels at 8 or 4 ohms - Four Channels at 70V | 2190 | 1314 | 1423.5
60-2034-01 | Four Channel Flexible Output Amp, 400 Watts | 3590 | 2154 | 2333.5
60-1863-01 | Eight Channel Amp, 75 watts at 8 ohms | 2300 | 1380 | 1495
70-1171-01 | Four Input Board, 12G-SDI with SDI and HDMI Local Outputs | 3460 | 2076 | 2249
70-940-31 | Four Input Board, XTP 4K with IR/RS-232 Insertion - 26W Remote Power Capable | 5080 | 3048 | 3302
70-985-01 | Four Input Board, Fiber 4K - Multimode | 6920 | 4152 | 4498
70-985-02 | Four Input Board, Fiber 4K - Singlemode | 11080 | 6648 | 7202
70-1172-01 | Four Output Board, 12G-SDI with Stereo Audio | CALL | Call For Quote | Call For Quote
70-943-31 | Four Output Board, XTP 4K with IR/RS-232 Insertion - 26W Remote Power Capable | 3000 | 1800 | 1950
70-986-01 | Four Output Board, Fiber 4K - Multimode | 4150 | 2490 | 2697.5
70-986-02 | Four Output Board, Fiber 4K - Singlemode | 9230 | 5538 | 5999.5
70-944-01 | Four Output, Stereo Audio | 1150 | 690 | 747.5
101-033-01 | XTP DTP 22 RJ-45 Plug, Package of 10 | 174 | 104.4 | 113.1
26-739-100 | 100' (30.4 m) XTP DTP 22 non-plenum cable | 310 | 186 | 201.5
22-285-03 | XTP DTP 22 Shielded Twisted Pair Cable - Non-Plenum, 1000' (305 m) spool | 1680 | 1008 | 1092
26-739-12 | 12' (3.6 m) XTP DTP 22 non-plenum cable | 94 | 56.4 | 61.1
26-739-125 | 125' (38.1 m) XTP DTP 22 non-plenum cable | 370 | 222 | 240.5
26-739-150 | 150' (45.7 m) XTP DTP 22 non-plenum cable | 420 | 252 | 273
26-739-175 | 175' (53.3 m) XTP DTP 22 non-plenum cable | 480 | 288 | 312
26-739-200 | 200' (61.0 m) XTP DTP 22 non-plenum cable | 540 | 324 | 351
26-739-25 | 25' (7.6 m) XTP DTP 22 non-plenum cable | 104 | 62.4 | 67.6
26-739-03 | 3' (90 cm) XTP DTP 22 non-plenum cable | 48 | 28.8 | 31.2
26-739-300 | 300' (91.4 m) XTP DTP 22 non-plenum cable | 800 | 480 | 520
26-739-35 | 35' (10.6 m) XTP DTP 22 non-plenum cable | 128 | 76.8 | 83.2
26-739-50 | 50' (15.2 m) XTP DTP 22 non-plenum cable | 164 | 98.4 | 106.6
26-739-06 | 6' (1.8 m) XTP DTP 22 non-plenum cable | 72 | 43.2 | 46.8
26-739-75 | 75' (22.8 m) XTP DTP 22 non-plenum cable | 240 | 144 | 156
26-739-09 | 9' (2.7 m) XTP DTP 22 non-plenum cable | 82 | 49.2 | 53.3
22-286-03 | XTP DTP 22 Shielded Twisted Pair Cable - Plenum, 1000' (305 m) spool | 4610 | 2766 | 2996.5
101-022-02 | XTP DTP 24 Coupler, Package of 10 | 290 | 174 | 188.5
101-023-01 | XTP DTP 24 Punch Down Jack, Package of 10 | 290 | 174 | 188.5
101-005-02 | XTP DTP 24 Plug, Package of 10 | 114 | 68.4 | 74.1
26-702-100 | 100' (30.4 m) XTP DTP 24 non-plenum cable | 260 | 156 | 169
22-236-03 | Shielded Digital Twisted Pair Cable for XTP & DTP products - Non-Plenum, 1000' (305 m) spool | 1380 | 828 | 897
26-702-12 | 12' (3.6 m) XTP DTP 24 non-plenum cable | 56 | 33.6 | 36.4
26-702-25 | 25' (7.6 m) XTP DTP 24 non-plenum cable | 84 | 50.4 | 54.6
26-702-03 | 3' (90 cm) XTP DTP 24 non-plenum cable | 38 | 22.8 | 24.7
26-702-35 | 35' (10.6 m) XTP DTP 24 non-plenum cable | 104 | 62.4 | 67.6
26-702-50 | 50' (15.2 m) XTP DTP 24 non-plenum cable | 136 | 81.6 | 88.4
26-702-06 | 6' (1.8 m) XTP DTP 24 non-plenum cable | 44 | 26.4 | 28.6
26-702-75 | 75' (22.8 m) XTP DTP 24 non-plenum cable | 186 | 111.6 | 120.9
26-702-09 | 9' (2.7 m) XTP DTP 24 non-plenum cable | 50 | 30 | 32.5
26-695-100 | 100' (30.4 m) XTP DTP 24 plenum cable | 510 | 306 | 331.5
22-235-03 | Shielded Digital Twisted Pair Cable for XTP & DTP products - Plenum, 1000' (305 m) spool | 3920 | 2352 | 2548
26-695-25 | 25' (7.6 m) XTP DTP 24 plenum cable | 146 | 87.6 | 94.9
26-695-35 | 35' (10.6 m) XTP DTP 24 plenum cable | 192 | 115.2 | 124.8
26-695-50 | 50' (15.2 m) XTP DTP 24 plenum cable | 280 | 168 | 182
26-695-75 | 75' (22.8 m) XTP DTP 24 plenum cable | 390 | 234 | 253.5
26-695-09 | 9' (2.7 m) XTP DTP 24 plenum cable | 74 | 44.4 | 48.1
60-1276-11 | XTP Fiber Optic Transmitter for HDMI - Multimode | 2070 | 1242 | 1345.5
60-1276-12 | XTP Fiber Optic Transmitter for HDMI - Singlemode | 3230 | 1938 | 2099.5
70-1112-01 | Four Input Board, 4K/60 HDMI with Stereo Audio | 3690 | 2214 | 2398.5
70-1262-01 | Four Input Board, 8K HDMI with Stereo Audio | 5080 | 3048 | 3302
70-1112-02 | Four Input Board, 4K/60 HDMI with Downmixing Audio | 4610 | 2766 | 2996.5
70-1113-01 | Four Output Board, HDMI 4K/60 with Stereo Audio | 1840 | 1104 | 1196
70-1263-01 | Four Output Board, 8K HDMI with Stereo Audio | 3000 | 1800 | 1950
70-1182-01 | Four Output Board, 4K/60 HDMI with Dante Out | 2530 | 1518 | 1644.5
70-1302-01 | Four Output Board, 8K HDMI with Dante Out | 3690 | 2214 | 2398.5
60-2031-01 | Modular Digital Matrix Switchers from 4x4 to 16x16 with SpeedSwitch® Technology | 15430 | 9258 | 10029.5
60-2031-11 | Modular Digital Matrix Switchers from 4x4 to 16x16 with Redundant Power Supply and SpeedSwitch® Technology | 17500 | 10500 | 11375
60-1981-01 | Modular Digital Matrix Switchers from 4x4 to 32x32 with SpeedSwitch® Technology | 25400 | 15240 | 16510
70-1129-01 | One Replacement 12V Power Supply | 4610 | 2766 | 2996.5
70-1130-01 | One Replacement 48V Power Supply | 4610 | 2766 | 2996.5
60-1386-01 | Modular Digital Matrix Switchers from 4x4 to 64x64 with SpeedSwitch Technology, North America NEMA L6-20 Power Plug | 46190 | 27714 | 30023.5
70-939-01 | Blank Plate for XTP Matrix | 58 | 34.8 | 37.7
60-1298-01 | Four Port XTP Power Injector | 1150 | 690 | 747.5
60-1524-13 | XTP Receiver for HDMI | 1040 | 624 | 676
60-1278-31 | XTP Fiber Optic Scaling Receiver for HDMI - Multimode | 2070 | 1242 | 1345.5
60-1278-32 | XTP Fiber Optic Scaling Receiver for HDMI - Singlemode | 2890 | 1734 | 1878.5
60-1524-02 | XTP Scaling Receiver for HDMI | 1610 | 966 | 1046.5
60-1358-35 | Two Input XTP Transmitter for HDMI and VGA - EU Junction Boxes | 2300 | 1380 | 1495
60-1582-12 | Two Input XTP Transmitter for Floor Boxes | 3000 | 1800 | 1950
60-1524-12 | XTP Transmitter for HDMI | 1380 | 828 | 897
60-1611-12 | XTP Transmitter for HDMI - Decorator-Style Wallplate - Black | 1040 | 624 | 676
60-1611-13 | XTP Transmitter for HDMI - Decorator-Style Wallplate - White | 1040 | 624 | 676
60-1358-23 | Two Input XTP Transmitter for HDMI and VGA - MK Junction Boxes | 2300 | 1380 | 1495
60-1717-12 | Three Input Multi-Format Switcher with HDMI Output and Integrated XTP Transmitter - 26W Remote Power Capable | 2420 | 1452 | 1573
60-1529-12 | Two Input XTP Transmitter for HDMI and VGA - Decorator-Style Wallplate - Black | 1610 | 966 | 1046.5
60-1529-13 | Two Input XTP Transmitter for HDMI and VGA - Decorator-Style Wallplate - White | 1610 | 966 | 1046.5
60-1530-12 | Two Input XTP Transmitter for HDMI and VGA, No LAN - Decorator-Style Wallplate - Black | 1610 | 966 | 1046.5
60-1530-13 | Two Input XTP Transmitter for HDMI and VGA, No LAN - Decorator-Style Wallplate - White | 1610 | 966 | 1046.5
60-1231-12 | Universal XTP Transmitter for VGA | 1380 | 828 | 897
70-993-02 | Yoke Mount Kit for SM 26 Speaker, Pair - Black | 94 | 56.4 | 61.1
70-993-03 | Yoke Mount Kit for SM 26 Speaker, Pair - White | 94 | 56.4 | 61.1
70-994-02 | Yoke Mount Kit for SM 28 Speaker, Pair - Black | 104 | 62.4 | 67.6
70-994-03 | Yoke Mount Kit for SM 28 Speaker, Pair - White | 118 | 70.8 | 76.7
101-002-01 | Mounting Kit for PS Series Power Supplies | 104 | 62.4 | 67.6
101-001-01 | Mounting Kit for 1/8 and 1/4 Rack Width Products | 174 | 104.4 | 113.1
101-031-01 | Mounting Kit for 1/8, 1/4, and 1/2 Rack Width Products | 220 | 132 | 143
101-027-01 | Qty. 10 mounting clips and accessories | 104 | 62.4 | 67.6
60-1565-212 | 10" Tabletop Zoom Rooms Touchpanel | 3230 | 1938 | 2099.5

## Shure
Model | Description | MSRP | Contract Price
7090043790191 | Huddly Display Mounting Bracket | 122 | 103.7
7090043790276 | USB3 ANGLED C-A CABLE, 2 METER | 45 | 38.25
310L AL+HCAM-V | ECOSYSTEM BUNDLE 310L: (2) MXA310, (1) IMX-RM8-SUB5, (2) MXN5W-C + Tile Bridge, (1) HUDDLY IQ, (1) HUDDLY-DMB, (1) USB3-CA-90-2M | 6122 | 5203.7
310L AL-V | ECOSYSTEM BUNDLE 310L: (2) MXA310, (1) IMX-RM8-SUB5, (2) MXN5W-C + Tile Bridge | 5156 | 4382.6
310L B+HCAM-V | ECOSYSTEM BUNDLE 310L: (2) MXA310, (1) IMX-RM8-SUB5, (2) MXN5W-C + Tile Bridge, (1) HUDDLY IQ, (1) HUDDLY-DMB, (1) USB3-CA-90-2M | 6122 | 5203.7
310L B-V | ECOSYSTEM BUNDLE 310L: (2) MXA310, (1) IMX-RM8-SUB5, (2) MXN5W-C + Tile Bridge | 5156 | 4382.6
310L W+HCAM-V | ECOSYSTEM BUNDLE 310L: (2) MXA310, (1) IMX-RM8-SUB5, (2) MXN5W-C + Tile Bridge, (1) HUDDLY IQ, (1) HUDDLY-DMB, (1) USB3-CA-90-2M | 6122 | 5203.7
310L W-V | ECOSYSTEM BUNDLE 310L: (2) MXA310, (1) IMX-RM8-SUB5, (2) MXN5W-C + Tile Bridge | 5156 | 4382.6
310M AL+HCAM-V | ECOSYSTEM BUNDLE 310M: (1) MXA310, (1) IMX-RM8-SUB3, (1) MXN5W-C + Tile Bridge, (1) HUDDLY IQ, (1) HUDDLY-DMB, (1) USB3-CA-90-2M | 3644 | 3097.4
310M AL-V | ECOSYSTEM BUNDLE 310M: (1) MXA310, (1) IMX-RM8-SUB3, (1) MXN5W-C + Tile Bridge | 2678 | 2276.3
310M B+HCAM-V | ECOSYSTEM BUNDLE 310M: (1) MXA310, (1) IMX-RM8-SUB3, (1) MXN5W-C + Tile Bridge, (1) HUDDLY IQ, (1) HUDDLY-DMB, (1) USB3-CA-90-2M | 3644 | 3097.4
310M B-V | ECOSYSTEM BUNDLE 310M: (1) MXA310, (1) IMX-RM8-SUB3, (1) MXN5W-C + Tile Bridge | 2678 | 2276.3
310M W+HCAM-V | ECOSYSTEM BUNDLE 310M: (1) MXA310, (1) IMX-RM8-SUB3, (1) MXN5W-C + Tile Bridge, (1) HUDDLY IQ, (1) HUDDLY-DMB, (1) USB3-CA-90-2M | 3644 | 3097.4
310M W-V | ECOSYSTEM BUNDLE 310M: (1) MXA310, (1) IMX-RM8-SUB3, (1) MXN5W-C + Tile Bridge | 2678 | 2276.3
310P AL+HCAM-V | ECOSYSTEM BUNDLE 310P: (1) MXA310, (1) P300-IMX, (1) MXN5W-C + Tile Bridge, (1) HUDDLY IQ, (1) HUDDLY-DMB, (1) USB3-CA-90-2M | 5734 | 4873.9
310P AL-V | ECOSYSTEM BUNDLE 310P: (1) MXA310, (1) P300-IMX, (1) MXN5W-C + Tile Bridge | 4768 | 4052.8
310P B+HCAM-V | ECOSYSTEM BUNDLE 310P: (1) MXA310, (1) P300-IMX, (1) MXN5W-C + Tile Bridge, (1) HUDDLY IQ, (1) HUDDLY-DMB, (1) USB3-CA-90-2M | 5734 | 4873.9
310P B-V | ECOSYSTEM BUNDLE 310P: (1) MXA310, (1) P300-IMX, (1) MXN5W-C + Tile Bridge | 4768 | 4052.8
310P W+HCAM-V | ECOSYSTEM BUNDLE 310P: (1) MXA310, (1) P300-IMX, (1) MXN5W-C + Tile Bridge, (1) HUDDLY IQ, (1) HUDDLY-DMB, (1) USB3-CA-90-2M | 5734 | 4873.9
310P W-V | ECOSYSTEM BUNDLE 310P: (1) MXA310, (1) P300-IMX, (1) MXN5W-C + Tile Bridge | 4768 | 4052.8
310X AL+HCAM-V | ECOSYSTEM BUNDLE 310X: (2) MXA310, (1) P300-IMX , (2) MXN5W-C + Tile Bridge, (1) HUDDLY IQ, (1) HUDDLY-DMB, (1) USB3-CA-90-2M | 7912 | 6725.2
310X AL-V | ECOSYSTEM BUNDLE 310X: (2) MXA310, (1) P300-IMX , (2) MXN5W-C + Tile Bridge | 6946 | 5904.1
310X B+HCAM-V | ECOSYSTEM BUNDLE 310X: (2) MXA310, (1) P300-IMX , (2) MXN5W-C + Tile Bridge, (1) HUDDLY IQ, (1) HUDDLY-DMB, (1) USB3-CA-90-2M | 7912 | 6725.2
310X B-V | ECOSYSTEM BUNDLE 310X: (2) MXA310, (1) P300-IMX , (2) MXN5W-C + Tile Bridge | 6946 | 5904.1
310X W+HCAM-V | ECOSYSTEM BUNDLE 310X: (2) MXA310, (1) P300-IMX , (2) MXN5W-C + Tile Bridge, (1) HUDDLY IQ, (1) HUDDLY-DMB, (1) USB3-CA-90-2M | 7912 | 6725.2
310X W-V | ECOSYSTEM BUNDLE 310X: (2) MXA310, (1) P300-IMX , (2) MXN5W-C + Tile Bridge | 6946 | 5904.1
520DX | Omnidirectional Dynamic with Volume Control High Z “The Green Bullet” for Harmonica | 179 | 152.15
545SD-LC | Cardioid Dynamic, High or Low Z, On-Off Switch | 149 | 126.65
55SH Series II | Iconic Unidyne® Vocal Microphone | 249 | 211.65
565SD-LC | Cardioid Dynamic, High or Low Z, On-Off Switch | 149 | 126.65
712L AL+HCAM-V | ECOSYSTEM BUNDLE 712L: (2) MXA710-2FT, (1) IMX-RM8-SUB5 , (4) MXN5W-C + Tile Bridge, (1) HUDDLY IQ, (1) HUDDLY-DMB, (1) USB3-CA-90-2M | 11386 | 9678.1
712L AL-V | ECOSYSTEM BUNDLE 712L: (2) MXA710-2FT, (1) IMX-RM8-SUB5 , (4) MXN5W-C + Tile Bridge | 10420 | 8857
712L B+HCAM-V | ECOSYSTEM BUNDLE 712L: (2) MXA710-2FT, (1) IMX-RM8-SUB5 , (4) MXN5W-C + Tile Bridge, (1) HUDDLY IQ, (1) HUDDLY-DMB, (1) USB3-CA-90-2M | 11386 | 9678.1
712L B-V | ECOSYSTEM BUNDLE 712L: (2) MXA710-2FT, (1) IMX-RM8-SUB5 , (4) MXN5W-C + Tile Bridge | 10420 | 8857
712L W+HCAM-V | ECOSYSTEM BUNDLE 712L: (2) MXA710-2FT, (1) IMX-RM8-SUB5 , (4) MXN5W-C + Tile Bridge, (1) HUDDLY IQ, (1) HUDDLY-DMB, (1) USB3-CA-90-2M | 11386 | 9678.1
712L W-V | ECOSYSTEM BUNDLE 712L: (2) MXA710-2FT, (1) IMX-RM8-SUB5 , (4) MXN5W-C + Tile Bridge | 10420 | 8857
712M AL+HCAM-V | ECOSYSTEM BUNDLE 712M: (1) MXA710-2FT, (1) IMX-RM8-SUB5, (2) MXN5W-C + Tile Bridge, (1) HUDDLY IQ, (1) HUDDLY-DMB, (1) USB3-CA-90-2M | 6576 | 5589.6
712M AL-V | ECOSYSTEM BUNDLE 712M: (1) MXA710-2FT, (1) IMX-RM8-SUB5, (2) MXN5W-C + Tile Bridge | 5610 | 4768.5
712M B+HCAM-V | ECOSYSTEM BUNDLE 712M: (1) MXA710-2FT, (1) IMX-RM8-SUB5, (2) MXN5W-C + Tile Bridge, (1) HUDDLY IQ, (1) HUDDLY-DMB, (1) USB3-CA-90-2M | 6576 | 5589.6
712M B-V | ECOSYSTEM BUNDLE 712M: (1) MXA710-2FT, (1) IMX-RM8-SUB5, (2) MXN5W-C + Tile Bridge | 5610 | 4768.5
712M W+HCAM-V | ECOSYSTEM BUNDLE 712M: (1) MXA710-2FT, (1) IMX-RM8-SUB5, (2) MXN5W-C + Tile Bridge, (1) HUDDLY IQ, (1) HUDDLY-DMB, (1) USB3-CA-90-2M | 6576 | 5589.6
712M W-V | ECOSYSTEM BUNDLE 712M: (1) MXA710-2FT, (1) IMX-RM8-SUB5, (2) MXN5W-C + Tile Bridge | 5610 | 4768.5
712P AL+HCAM-V | ECOSYSTEM BUNDLE 712P: (1) MXA710-2FT, (1) P300-IMX, (2) MXN5W-C + Tile Bridge, (1) HUDDLY IQ, (1) HUDDLY-DMB, (1) USB3-CA-90-2M | 8366 | 7111.1
712P AL-V | ECOSYSTEM BUNDLE 712P: (1) MXA710-2FT, (1) P300-IMX, (2) MXN5W-C + Tile Bridge | 7400 | 6290
712P B+HCAM-V | ECOSYSTEM BUNDLE 712P: (1) MXA710-2FT, (1) P300-IMX, (2) MXN5W-C + Tile Bridge, (1) HUDDLY IQ, (1) HUDDLY-DMB, (1) USB3-CA-90-2M | 8366 | 7111.1
712P B-V | ECOSYSTEM BUNDLE 712P: (1) MXA710-2FT, (1) P300-IMX, (2) MXN5W-C + Tile Bridge | 7400 | 6290
712P W+HCAM-V | ECOSYSTEM BUNDLE 712P: (1) MXA710-2FT, (1) P300-IMX, (2) MXN5W-C + Tile Bridge, (1) HUDDLY IQ, (1) HUDDLY-DMB, (1) USB3-CA-90-2M | 8366 | 7111.1
712P W-V | ECOSYSTEM BUNDLE 712P: (1) MXA710-2FT, (1) P300-IMX, (2) MXN5W-C + Tile Bridge | 7400 | 6290
712X AL+HCAM-V | ECOSYSTEM BUNDLE 712X: (2) MXA710-2FT, (1) P300-IMX , (4) MXN5W-C + Tile Bridge, (1) HUDDLY IQ, (1) HUDDLY-DMB, (1) USB3-CA-90-2M | 13176 | 11199.6
712X AL-V | ECOSYSTEM BUNDLE 712X: (2) MXA710-2FT, (1) P300-IMX , (4) MXN5W-C + Tile Bridge | 12210 | 10378.5
712X B+HCAM-V | ECOSYSTEM BUNDLE 712X: (2) MXA710-2FT, (1) P300-IMX , (4) MXN5W-C + Tile Bridge, (1) HUDDLY IQ, (1) HUDDLY-DMB, (1) USB3-CA-90-2M | 13176 | 11199.6
712X B-V | ECOSYSTEM BUNDLE 712X: (2) MXA710-2FT, (1) P300-IMX , (4) MXN5W-C + Tile Bridge | 12210 | 10378.5
712X W+HCAM-V | ECOSYSTEM BUNDLE 712X: (2) MXA710-2FT, (1) P300-IMX , (4) MXN5W-C + Tile Bridge, (1) HUDDLY IQ, (1) HUDDLY-DMB, (1) USB3-CA-90-2M | 13176 | 11199.6
712X W-V | ECOSYSTEM BUNDLE 712X: (2) MXA710-2FT, (1) P300-IMX , (4) MXN5W-C + Tile Bridge | 12210 | 10378.5
714M AL+HCAM-V | ECOSYSTEM BUNDLE 714M: (1) MXA710-4FT, (1) IMX-RM8-SUB5, (4) MXN5W-C + Tile Bridge, (1) HUDDLY IQ, (1) HUDDLY-DMB, (1) USB3-CA-90-2M | 8894 | 7559.9
714M AL-V | ECOSYSTEM BUNDLE 714M: (1) MXA710-4FT, (1) IMX-RM8-SUB5, (4) MXN5W-C + Tile Bridge | 7928 | 6738.8
714M B+HCAM-V | ECOSYSTEM BUNDLE 714M: (1) MXA710-4FT, (1) IMX-RM8-SUB5, (4) MXN5W-C + Tile Bridge, (1) HUDDLY IQ, (1) HUDDLY-DMB, (1) USB3-CA-90-2M | 8894 | 7559.9
714M B-V | ECOSYSTEM BUNDLE 714M: (1) MXA710-4FT, (1) IMX-RM8-SUB5, (4) MXN5W-C + Tile Bridge | 7928 | 6738.8
714M W+HCAM-V | ECOSYSTEM BUNDLE 714M: (1) MXA710-4FT, (1) IMX-RM8-SUB5, (4) MXN5W-C + Tile Bridge, (1) HUDDLY IQ, (1) HUDDLY-DMB, (1) USB3-CA-90-2M | 8894 | 7559.9
714M W-V | ECOSYSTEM BUNDLE 714M: (1) MXA710-4FT, (1) IMX-RM8-SUB5, (4) MXN5W-C + Tile Bridge | 7928 | 6738.8
714P AL+HCAM-V | ECOSYSTEM BUNDLE 714P: (1) MXA710-4FT, (1) P300-IMX, (4) MXN5W-C + Tile Bridge, (1) HUDDLY IQ, (1) HUDDLY-DMB, (1) USB3-CA-90-2M | 10684 | 9081.4
714P AL-V | ECOSYSTEM BUNDLE 714P: (1) MXA710-4FT, (1) P300-IMX, (4) MXN5W-C + Tile Bridge | 9718 | 8260.3
714P B+HCAM-V | ECOSYSTEM BUNDLE 714P: (1) MXA710-4FT, (1) P300-IMX, (4) MXN5W-C + Tile Bridge, (1) HUDDLY IQ, (1) HUDDLY-DMB, (1) USB3-CA-90-2M | 10684 | 9081.4
714P B-V | ECOSYSTEM BUNDLE 714P: (1) MXA710-4FT, (1) P300-IMX, (4) MXN5W-C + Tile Bridge | 9718 | 8260.3
714P W+HCAM-V | ECOSYSTEM BUNDLE 714P: (1) MXA710-4FT, (1) P300-IMX, (4) MXN5W-C + Tile Bridge, (1) HUDDLY IQ, (1) HUDDLY-DMB, (1) USB3-CA-90-2M | 10684 | 9081.4
714P W-V | ECOSYSTEM BUNDLE 714P: (1) MXA710-4FT, (1) P300-IMX, (4) MXN5W-C + Tile Bridge | 9718 | 8260.3
920D W-V | ECOSYSTEM BUNDLE 920D: (2) MXA920W-S, (1) IMX-RM16-SUB5, (4) MXN5W-C + Tile Bridge | 13630 | 11585.5
920L W-V | ECOSYSTEM BUNDLE 920L: (1) MXA920W-S, (1) IMX-RM8-SUB5, (4) MXN5W-C + Tile Bridge | 8348 | 7095.8
920M W+HCAM-V | ECOSYSTEM BUNDLE 920M: (1) MXA920W-S, (1) IMX-RM8-SUB5, (2) MXN5W-C + Tile Bridge, (1) HUDDLY IQ, (1) HUDDLY-DMB, (1) USB3-CA-90-2M | 7906 | 6720.1
920M W-V | ECOSYSTEM BUNDLE 920M: (1) MXA920W-S, (1) IMX-RM8-SUB5, (2) MXN5W-C + Tile Bridge | 6940 | 5899
920P W+HCAM-V | ECOSYSTEM BUNDLE 920P: (1) MXA920W-S, (1) P300-IMX, (2) MXN5W-C + Tile Bridge, (1) HUDDLY IQ, (1) HUDDLY-DMB, (1) USB3-CA-90-2M | 9696 | 8241.6
920P W-V | ECOSYSTEM BUNDLE 920P: (1) MXA920, (1) P300-IMX, (2) MXN5W-C + Tile Bridge | 8730 | 7420.5
920PR AL-V | ECOSYSTEM BUNDLE 920PR: (1) MXA920AL-R, (1) P300-IMX, (2) MXN5W-C + Tile Bridge | 8730 | 7420.5
920PR B-V | ECOSYSTEM BUNDLE 920PR: (1) MXA920B-R, (1) P300-IMX, (2) MXN5W-C + Tile Bridge | 8730 | 7420.5
920PR W-V | ECOSYSTEM BUNDLE 920PR: (1) MXA920W-R, (1) P300-IMX, (2) MXN5W-C + Tile Bridge | 8730 | 7420.5
920Q W-V | ECOSYSTEM BUNDLE 920Q: (1) MXA920W-S, (1) P300-IMX, (4) MXN5W-C + Tile Bridge | 10138 | 8617.3
920X W-V | ECOSYSTEM BUNDLE 920X: (2) MXA920W-S, (1) P300-IMX, (4) MXN5W-C + Tile Bridge | 14870 | 12639.5
A100C | Carrying Case for two KSM 137 or KSM141 microphones and A27M stereo bar | 75 | 63.75
A100WS | Foam Windscreen for KSM141 and KSM137 | 9 | 7.65
A12 | 5/8"-27 Threaded Mounting Flange, Matte Silver | 11 | 9.35
A120S | In-Line On/Off Switch (No Connectors, Requires Soldering) | 34 | 28.9
A12B | 5/8"-27 Threaded Mounting Flange, Black | 13 | 11.05
A13HD | Mounting Flange, Heavy Duty, Matte Silver | 14 | 11.9
A13HDB | Mounting Flange, Heavy Duty, Black | 14 | 11.9
A15AS | Switchable Attenuator (15, 20, 25 dB), Passes Phantom Power | 55 | 46.75
A15BT | Bridging Transformer | 62 | 52.7
A15HP | High Pass Filter | 65 | 55.25
A15LA | Line Adapter–Converts Balanced Line Level Signals to Microphone Level (50dB Attenuation) | 51 | 43.35
A15PRS | Switchable Phase Reverser | 87 | 73.95
A15RF | RF Filter, XLR In/Out, Passes Phantom Power | 62 | 52.7
A15TG | Tone Generator - 700 Hz Microphone-Level Signal | 173 | 147.05
A181C | Foam case assembly fo BETA181 | 33 | 28.05
A181WS | Foam Windscreen for BETA181 | 35 | 29.75
A189BWS | Windscreen for MINI SHOTGUN R189B (Black) cartridge / microphones | 25 | 21.25
A189WWS | Windscreen | 25 | 21.25
A1WS | Gray Foam Windscreen for all 515 Series, BETA 56A and BETA 57 | 7 | 5.95
A25D | Break Resistant Stand Adapter for SM58, SM57, SM86, SM87A and BETA87A, BETA87C and all other 3/4" and Larger Handles | 8 | 6.8
A25DM | 10-Pack of A25D; Priced Individually, Must Be Ordered in Multiples of Ten | 66 | 56.1
A25E | Break Resistant Stand Adapter for KSM9 | 17 | 14.45
A26M | Dual Microphone Mount for 545 Series, SM57 and BETA 57A | 97 | 82.45
A26X | 3" Extension Tube for Desk Stands (Also Adapts BETA 56 to Various Mounting Devices) | 10 | 8.5
A27M | Stereo Microphone Adapter | 87 | 73.95
A27SM | ShureLock® Rubber Isolated Suspension Shock Mount for PG27, PG42, SM27, KSM27 and Beta 27 | 79 | 67.15
A2WS-BLK | Black Locking Foam Windscreen for 545 Series, SM57 | 19 | 16.15
A2WS-GRA | Gray Locking Foam Windscreen for 545 Series, SM57 | 19 | 16.15
A300M | ShureLock® Stand Mount. Works with KSM313/NE, KSM313, KSM 353/ED | 109 | 92.65
A300PC | Shure "Circle S" Polishing Cloth | 14 | 11.9
A300SM | ShureLock® Wire Rope Shock Mount. Works with KSM353/ED | 288 | 244.8
A310AL-FM | MXA310 FLUSH MOUNT, ALUMINUM | 118 | 100.3
A310B-FM | MXA310 FLUSH MOUNT, BLACK | 118 | 100.3
A313VB | Protective Velveteen Pouch. Works with KSM313/NE. | 14 | 11.9
A32M | ShureLock® Swivel Mount (Black) for KSM32 and BETA 27 | 77 | 65.45
A32SM | ShureLock® Elastic-Suspension Shock Mount for KSM32 Models | 165 | 140.25
A32VB | Velveteen Pouch for KSM32 | 14 | 11.9
A32WS | Foam Windscreen for PG27, PG42, SM27, BETA 27, KSM32, KSM42 and KSM44A | 14 | 11.9
A32ZB | Padded Zippered Carrying Bag for KSM32 | 29 | 24.65
A3WS | Black Foam Windscreen for SM94, SM137, 849, KSM109/SL and PG81-XLR | 17 | 14.45
A400MB | Mute Button and Adapter | 388 | 329.8
A400SM | Recessed Shock Mount for All Microflex® and Easyflex® Gooseneck Microphones | 30 | 25.5
A400SMXLR | A400SM Shock Mount & A400XLR Insert Packaged Combination | 46 | 39.1
A400XLR | Quick Release XLR Insert Adapter for use with A400SM Shock Mount | 26 | 22.1
A410WWS-A | White Snap Fit Premium Windscreen | 52 | 44.2
A412B | Accessory base for Microflex® Gooseneck Microphones, 10´ Attached XLR Cable | 79 | 67.15
A412MWS | Black Locking Metal Windscreen for Microflex® Gooseneck Microphones | 23 | 19.55
A415DGWS | MX415DUAL BALL GRILLE WINDSCREEN | 99 | 84.15
A42OR | Replacement O Rings for KSM42 Shock Mount | 12 | 10.2
A42PF | Popper Stopper™ Magnetic Pop-Filter for A42SM | 62 | 52.7
A42SM | ShureLock® Shock Mount for KSM42 | 165 | 140.25
A42VB | Velveteen Pouch for KSM42 | 14 | 11.9
A44AM | SHOCKSTOPPER™ for KSM44A | 73 | 62.05
A44ASM | Shock Mount for KSM44A | 165 | 140.25
A44AVB | Velveteen Pouch for KSM44A | 14 | 11.9
A4WS | Foam Windscreen for 16A and16L | 13 | 11.05
A50D | Microphone Drum Mount | 18 | 15.3
A53M | SHOCKSTOPPER™ for SM81, SM86, KSM141, KSM137, 16A, VP64 and SM63 Models | 44 | 37.4
A55M | SHOCKSTOPPER™ for SM58, SM86, SM87, SM87A, BETA87A, BETA87C and all other 3/4" and Larger Handles | 30 | 25.5
A56D | Universal Microphone Drum Mount Accommodates 5/8" Swivel Adapters | 52 | 44.2
A57AWS | Black Locking Foam Windscreen for BETA 57 and BETA 57A | 12 | 10.2
A57F | Stand Adapter for SM62, SM63, SM81, VP64, AMS26, KSM141, KSM137 and WA380 1/2 Wave Antenna | 10 | 8.5
A58WS-BLK | Black Foam Windscreen for All Shure Ball Type Microphones | 8 | 6.8
A58WS-BLU | Blue Foam Windscreen for All Shure Ball Type Microphones | 8 | 6.8
A58WS-GRA | Gray Foam Windscreen for All Shure Ball Type Microphones | 8 | 6.8
A58WS-GRN | Green Foam Windscreen for All Shure Ball Type Microphones | 8 | 6.8
A58WS-RED | Red Foam Windscreen for All Shure Ball Type Microphones | 8 | 6.8
A58WS-YEL | Yellow Foam Windscreen for All Shure Ball Type Microphones | 8 | 6.8
A710AL-2FT-HOUSING | MXA710AL-2FT CASE ASSEMBLY - NO ELECTRONICS | 620 | 527
A710AL-4FT-HOUSING | MXA710AL-4FT CASE ASSEMBLY - NO ELECTRONICS | 866 | 736.1
A710AL-DS | ALUMINUM DESK STAND FOR MXA710 | 70 | 59.5
A710B-2FT-HOUSING | MXA710B-2FT CASE ASSEMBLY - NO ELECTRONICS | 620 | 527
A710B-4FT-HOUSING | MXA710B-4FT CASE ASSEMBLY - NO ELECTRONICS | 866 | 736.1
A710B-DS | DESK STAND, BLK, LINEAR ARRAY | 70 | 59.5
A710-FM-2FT | FLUSH MOUNT HOUSING FOR MXA710-2FT | 306 | 260.1
A710-FM-4FT | FLUSH MOUNT HOUSING FOR MXA710-4FT | 386 | 328.1
A710-MSA | MIC STAND ADAPTER FOR MXA710 | 70 | 59.5
A710-TB | TILE BRIDGE FOR 2 FT MXA710 | 150 | 127.5
A710W-2FT-HOUSING | MXA710W-2FT CASE ASSEMBLY - NO ELECTRONICS | 620 | 527
A710W-4FT-HOUSING | MXA710W-4FT CASE ASSEMBLY - NO ELECTRONICS | 866 | 736.1
A75M | Universal Microphone Mount with Large and Small Clip Adapters and Universal Threaded Adapter Post | 114 | 96.9
A7WS | Gray Large Close-Talk Windscreen for SM7 Models, also see RK345 | 29 | 24.65
A81WS | Gray Large Foam Windscreen for SM81 and SM57 | 42 | 35.7
A820-NIC-DANTE | DanteTM Digital Audio Upgrade Card for SCM820 Standard Ethernet Versions | 774 | 657.9
A83-FUR | Fur windshield | 65 | 55.25
A83W | Foam windscreen | 22 | 18.7
A85F | Transformer; Low Z, Female XLR to High Z 1/4" Phone Plug | 23 | 19.55
A85WS | Black Foam Windscreen for SM85, SM86, SM87A and BETA87A, and BETA87C | 13 | 11.05
A89LC | Carrying Case for VP89L | 55 | 46.75
A89LM-BA | Rycote Double Lyre Boom Adapter Mount - For Use With VP89L Only | 196 | 166.6
A89LW | Rycote Replacement Foam Windscreen for VP89L | 95 | 80.75
A89LW-JMR | Rycote Replacement Windjammer for VP89L | 273 | 232.05
A89LW-KIT | Rycote Windshield Kit for VP89L | 1010 | 858.5
A89LW-SFT | Rycote Softie Windshield for VP89L | 174 | 147.9
A89MC | Carrying Case for VP89M | 48 | 40.8
A89M-CC | Rycote Lyre Mount with CCA | 180 | 153
A89M-PG | Rycote Pistol Grip Mount | 196 | 166.6
A89M-SH | Rycote Shoe Mount | 123 | 104.55
A89MW | Rycote Replacement Foam Windscreen for VP89M | 59 | 50.15
A89MW-JMR | Rycote Replacement Windjammer for VP89M | 253 | 215.05
A89MW-KIT | Rycote Windshield Kit for VP89M | 981 | 833.85
A89MW-SFT | Rycote Softie Windshield for VP89M | 174 | 147.9
A89SC | Carrying Case for VP89S and VP82 | 42 | 35.7
A89SW | Rycote Replacement Foam Windscreen for VP89S and VP82 | 57 | 48.45
A89SW-JMR | Rycote Replacement Windjammer for VP89S and VP82 | 253 | 215.05
A89SW-KIT | Rycote Windshield Kit for VP89S and VP82 | 866 | 736.1
A89SW-SFT | Rycote Softie Windshield for VP89S and VP82 | 160 | 136
A89U | Adapter - For Use With VP89 Shotgun Microphones Only | 216 | 183.6
A900B-R-PM | 1.5" Pole Mount Kit, Round, Black Cover (Pole not included) | 198 | 168.3
A900-CM | Ceiling Mount for MXA920 | 238 | 202.3
A900-PM-3/8IN | 3/8" Threaded Rod Adapter | 138 | 117.3
A900-S-GM | Gripple Mount Kit, Square, No Cover | 78 | 66.3
A900-S-PM | 1.5" Pole Mount Kit, Square, No Cover (Pole not included) | 138 | 117.3
A900W-R-GM | Gripple Mount Kit, Round, White Cover | 158 | 134.3
A900W-R-PM | 1.5" Pole Mount Kit, Round, White Cover (Pole not included) | 198 | 168.3
A910-HCM | MXA910 Hard Ceiling Mount, White | 366 | 311.1
A910-JB | Junction Box Adapter,Ceiling Array | 31 | 26.35
A95U | TRANSFORMER | 62 | 52.7
A95UF | Transformer; Low Z, Female XLR to High Z MC1M Connector with Mating 1/4" Phone Plug/Jack | 62 | 52.7
A96F | Transformer; Low Z, Female XLR to Medium Z 1/8" Plug on Attached 2´ Cable; DC Bias Filter | 79 | 67.15
A98D | Microphone Drum Mount for BETA 98 & SM98A Microphones, Features Gooseneck Adapter for Flexible Positioning | 80 | 68
A98KCS | Universal Horn Clamp for SM98, WM98 and BETA98 | 74 | 62.9
A99SMA | Adapter to Retrofit SM99 Microphone Series with Microflex® Mounting Accessories | 28 | 23.8
A99WS | Black High Performance Ball Foam Windscreen for Microflex® Gooseneck Microphones | 8 | 6.8
ACVG4WS-B | Black Foam Windscreen for Centraverse Gooseneck Condenser Microphones (Contains Four) | 22 | 18.7
ACVO4WS-B | Black Foam Windscreen for Centraverse Overhead Condenser Microphones (Contains Four) | 22 | 18.7
ACVO4WS-W | White Foam Windscreen for Centraverse Overhead Condenser Microphones (Contains Four) | 22 | 18.7
AD1=-G57 | AD BP 470-616 MHZ | 1111 | 944.35
AD1=-K54 | AD BP 606-663 MHZ | 1111 | 944.35
AD1=-X55 | AD BP 941-960 MHZ | 1111 | 944.35
AD1LEMO3=-G57 | AD BP W/LEMO 470-616 MHZ | 1204 | 1023.4
AD1LEMO3=-X55 | AD BP W/LEMO 941-960 MHZ | 1204 | 1023.4
AD2/B58=-G57 | AD HH 470-616 MHZ | 1376 | 1169.6
AD2/B58=-K54 | AD HH 606-663 MHZ | 1376 | 1169.6
AD2/B58=-X55 | AD HH 941-960 MHZ | 1376 | 1169.6
AD2/B87A=-G57 | AD HH 470-616 MHZ | 1516 | 1288.6
AD2/B87A=-K54 | AD HH 606-663 MHZ | 1516 | 1288.6
AD2/B87A=-X55 | AD HH 941-960 MHZ | 1516 | 1288.6
AD2/B87C=-G57 | AD HH 470-616 MHZ | 1516 | 1288.6
AD2/B87C=-K54 | AD HH 606-663 MHZ | 1516 | 1288.6
AD2/B87C=-X55 | AD HH 941-960 MHZ | 1516 | 1288.6
AD2/K8B=-G57 | AD HH 470-616 MHZ | 1808 | 1536.8
AD2/K8B=-K54 | AD HH 606-663 MHZ | 1808 | 1536.8
AD2/K8B=-X55 | AD HH 941-960 MHZ | 1808 | 1536.8
AD2/K8N=-G57 | AD HH 470-616 MHZ | 1808 | 1536.8
AD2/K8N=-K54 | AD HH 606-663 MHZ | 1808 | 1536.8
AD2/K8N=-X55 | AD HH 941-960 MHZ | 1808 | 1536.8
AD2/K9B=-G57 | AD HH 470-616 MHZ | 2294 | 1949.9
AD2/K9B=-K54 | AD HH 606-663 MHZ | 2294 | 1949.9
AD2/K9B=-X55 | AD HH 941-960 MHZ | 2294 | 1949.9
AD2/K9HSB=-G57 | AD HH 470-616 MHZ | 2294 | 1949.9
AD2/K9HSB=-X55 | AD HH 941-960 MHZ | 2294 | 1949.9
AD2/K9HSN=-G57 | AD HH 470-616 MHZ | 2294 | 1949.9
AD2/K9HSN=-K54 | AD HH 606-663 MHZ | 2294 | 1949.9
AD2/K9HSN=-X55 | AD HH 941-960 MHZ | 2294 | 1949.9
AD2/K9N=-G57 | AD HH 470-616 MHZ | 2294 | 1949.9
AD2/K9N=-K54 | AD HH 606-663 MHZ | 2294 | 1949.9
AD2/K9N=-X55 | AD HH 941-960 MHZ | 2294 | 1949.9
AD2/SM58=-G57 | AD HH 470-616 MHZ | 1238 | 1052.3
AD2/SM58=-K54 | AD HH 606-663 MHZ | 1238 | 1052.3
AD2/SM58=-X55 | AD HH 941-960 MHZ | 1238 | 1052.3
AD2/VP68=-G57 | AD HH 470-616 MHZ | 1426 | 1212.1
AD2/VP68=-K54 | AD HH 606-663 MHZ | 1426 | 1212.1
AD2/VP68=-X55 | AD HH 941-960 MHZ | 1426 | 1212.1
AD3=-G57 | AD3 PLUG-ON TRANSMITTER, 470-616 MHZ | 1311 | 1114.35
AD3=-K54 | AD3 PLUG-ON TRANSMITTER, 606-663 MHZ | 1311 | 1114.35
AD3=-X55 | AD3 PLUG-ON TRANSMITTER, 941-960 MHZ | 1311 | 1114.35
AD4D-DC=-A | AD DUAL CH DC Rx L/PTS 470-636 MHz | 4870 | 4139.5
AD4D-DC=-B | AD DUAL CH DC Rx L/PTS 606-810 MHz | 4870 | 4139.5
AD4D-DC=-C | AD DUAL CH DC Rx L/PTS 750-960 MHz | 4870 | 4139.5
AD4DNP=-A | Dual-channel receiver. Includes locking power and jumper cables, rackmount kit, and user guide. (470-636 MHZ) | 4251 | 3613.35
AD4DNP=-B | Dual-channel receiver. Includes locking power and jumper cables, rackmount kit, and user guide. (606-810 MHZ) | 4251 | 3613.35
AD4DNP=-C | Dual-channel receiver. Includes locking power and jumper cables, rackmount kit, and user guide. (750-960 MHZ) | 4251 | 3613.35
AD4DUS=-A | Dual-channel receiver. Includes locking power and jumper cables, BNC bulkhead adapter, coaxial antenna, BNC cable assemblies, BNC cable, Ethernet cables, rackmount kit, and user guide. (470-636 MHZ) | 4473 | 3802.05
AD4DUS=-B | Dual-channel receiver. Includes locking power and jumper cables, BNC bulkhead adapter, coaxial antenna, BNC cable assemblies, BNC cable, Ethernet cables, rackmount kit, and user guide. (606-810 MHZ) | 4473 | 3802.05
AD4DUS=-C | Dual-channel receiver. Includes locking power and jumper cables, BNC bulkhead adapter, coaxial antenna, BNC cable assemblies, BNC cable, Ethernet cables, rackmount kit, and user guide. (750-960 MHZ) | 4473 | 3802.05
AD4Q-DC=-A | AD QUAD CH DC Rx L/PTS 470-636 MHz | 9343 | 7941.55
AD4Q-DC=-B | AD QUAD CH DC Rx L/PTS 606-810 MHz | 9343 | 7941.55
AD4Q-DC=-C | AD QUAD CH DC Rx L/PTS 750-960 MHz | 9343 | 7941.55
AD4QNP=-A | Four--channel receiver. Includes locking power and jumper cables, rackmount kit, and user guide. (470-636 MHZ) | 8501 | 7225.85
AD4QNP=-B | Four--channel receiver. Includes locking power and jumper cables, rackmount kit, and user guide. (606-810 MHZ) | 8501 | 7225.85
AD4QNP=-C | Four--channel receiver. Includes locking power and jumper cables, rackmount kit, and user guide. (750-960 MHZ) | 8501 | 7225.85
AD4QUS=-A | Four--channel receiver. Includes AD4Q, locking power and jumper cables, BNC bulkhead adapter, coaxial antenna, BNC cable assemblies, BNC cable, Ethernet cables, rackmount kit, and user guide. (470-636 MHZ) | 8946 | 7604.1
AD4QUS=-B | Four--channel receiver. Includes AD4Q, locking power and jumper cables, BNC bulkhead adapter, coaxial antenna, BNC cable assemblies, BNC cable, Ethernet cables, rackmount kit, and user guide. (606-810 MHZ) | 8946 | 7604.1
AD4QUS=-C | Four--channel receiver. Includes AD4Q, locking power and jumper cables, BNC bulkhead adapter, coaxial antenna, BNC cable assemblies, BNC cable, Ethernet cables, rackmount kit, and user guide. (750-960 MHZ) | 8946 | 7604.1
AD600-DC | Digital Spectrum Manager for frequency coordination & real-time spectrum analysis Large, full color display 6 individually assignable antenna inputs cover 174MHz - 2.0GHz Redundant Dante ports for audio monitoring with Dante listen & browse features Wireless Workbench support for additional functionality & monitoring USB connection for external data storage of RF scans, event logs & other data Redundant DC power module | 7249 | 6161.65
AD600US | Digital Spectrum Manager for frequency coordination & real-time spectrum analysis Large, full color display 6 individually assignable antenna inputs cover 174MHz - 2.0GHz Redundant Dante ports for audio monitoring with Dante listen & browse features Wireless Workbench support for additional functionality & monitoring USB connection for external data storage of RF scans, event logs & other data US power cord | 6875 | 5843.75
AD610 | Showlink® 2.4 GHz Access Point, without power supply | 635 | 539.75
AD651B | Talk Switch Black | 414 | 351.9
AD651FOB | Talk Switch Key Fob Style | 414 | 351.9
ADX1=-G57 | ADX BP 470-616 MHZ | 2085 | 1772.25
ADX1=-K54 | ADX BP 606-663 MHZ | 2085 | 1772.25
ADX1=-X55 | ADX BP 941-960 MHZ | 2085 | 1772.25
ADX1LEMO3=-G57 | ADX BP W/LEMO 470-616 MHZ | 2225 | 1891.25
ADX1LEMO3=-K54 | ADX BP W/LEMO 606-663 MHZ | 2225 | 1891.25
ADX1LEMO3=-X55 | ADX BP W/LEMO 941-960 MHZ | 2225 | 1891.25
ADX1M=-G57 | ADX MICRO BP 470-616 MHZ | 3476 | 2954.6
ADX1M=-K54 | ADX MICRO BP 606-663 MHZ | 3476 | 2954.6
ADX1M=-X55 | ADX MICRO BP 941-960 MHZ | 3476 | 2954.6
ADX2/B58=-G57 | ADX HH 470-616 MHZ | 2406 | 2045.1
ADX2/B58=-K54 | ADX HH 606-663 MHZ | 2406 | 2045.1
ADX2/B58=-X55 | ADX HH 941-960 MHZ | 2406 | 2045.1
ADX2/B87A=-G57 | ADX HH 470-616 MHZ | 2588 | 2199.8
ADX2/B87A=-K54 | ADX HH 606-663 MHZ | 2588 | 2199.8
ADX2/B87A=-X55 | ADX HH 941-960 MHZ | 2588 | 2199.8
ADX2/B87C=-G57 | ADX HH 470-616 MHZ | 2588 | 2199.8
ADX2/B87C=-K54 | ADX HH 606-663 MHZ | 2588 | 2199.8
ADX2/B87C=-X55 | ADX HH 941-960 MHZ | 2588 | 2199.8
ADX2/K8B=-G57 | ADX HH 470-616 MHZ | 3019 | 2566.15
ADX2/K8B=-K54 | ADX HH 606-663 MHZ | 3019 | 2566.15
ADX2/K8B=-X55 | ADX HH 941-960 MHZ | 3019 | 2566.15
ADX2/K8N=-G57 | ADX HH 470-616 MHZ | 3019 | 2566.15
ADX2/K8N=-K54 | ADX HH 606-663 MHZ | 3019 | 2566.15
ADX2/K8N=-X55 | ADX HH 941-960 MHZ | 3019 | 2566.15
ADX2/K9B=-G57 | ADX HH 470-616 MHZ | 3616 | 3073.6
ADX2/K9B=-K54 | ADX HH 606-663 MHZ | 3616 | 3073.6
ADX2/K9B=-X55 | ADX HH 941-960 MHZ | 3616 | 3073.6
ADX2/K9HSB=-G57 | ADX HH 470-616 MHZ | 3616 | 3073.6
ADX2/K9HSB=-K54 | ADX HH 606-663 MHZ | 3616 | 3073.6
ADX2/K9HSB=-X55 | ADX HH 941-960 MHZ | 3616 | 3073.6
ADX2/K9HSN=-G57 | ADX HH 470-616 MHZ | 3616 | 3073.6
ADX2/K9HSN=-K54 | ADX HH 606-663 MHZ | 3616 | 3073.6
ADX2/K9HSN=-X55 | ADX HH 941-960 MHZ | 3616 | 3073.6
ADX2/K9N=-G57 | ADX HH 470-616 MHZ | 3616 | 3073.6
ADX2/K9N=-K54 | ADX HH 606-663 MHZ | 3616 | 3073.6
ADX2/K9N=-X55 | ADX HH 941-960 MHZ | 3616 | 3073.6
ADX2/SM58=-G57 | ADX HH 470-616 MHZ | 2225 | 1891.25
ADX2/SM58=-K54 | ADX HH 606-663 MHZ | 2225 | 1891.25
ADX2/SM58=-X55 | ADX HH 941-960 MHZ | 2225 | 1891.25
ADX2/VP68=-G57 | ADX HH 470-616 MHZ | 2490 | 2116.5
ADX2/VP68=-K54 | ADX HH 606-663 MHZ | 2490 | 2116.5
ADX2/VP68=-X55 | ADX HH 941-960 MHZ | 2490 | 2116.5
ADX2FD/B58=-G57 | ADX FD HH 470-616 MHZ | 3408 | 2896.8
ADX2FD/B58=-X55 | ADX FD HH 941-960 MHZ | 3408 | 2896.8
ADX2FD/B87A=-G57 | ADX FD HH 470-616 MHZ | 3616 | 3073.6
ADX2FD/B87A=-X55 | ADX FD HH 941-960 MHZ | 3616 | 3073.6
ADX2FD/B87C=-G57 | ADX FD HH 470-616 MHZ | 3616 | 3073.6
ADX2FD/B87C=-H54 | ADX FD HH 520-636 MHZ | 3616 | 3073.6
ADX2FD/B87C=-X55 | ADX FD HH 941-960 MHZ | 3616 | 3073.6
ADX2FD/K8B=-G57 | ADX FD HH 470-616 MHZ | 4034 | 3428.9
ADX2FD/K8B=-X55 | ADX FD HH 941-960 MHZ | 4034 | 3428.9
ADX2FD/K8N=-G57 | ADX FD HH 470-616 MHZ | 4034 | 3428.9
ADX2FD/K8N=-X55 | ADX FD HH 941-960 MHZ | 4034 | 3428.9
ADX2FD/K9B=-G57 | ADX FD HH 470-616 MHZ | 4729 | 4019.65
ADX2FD/K9B=-X55 | ADX FD HH 941-960 MHZ | 4729 | 4019.65
ADX2FD/K9HSB=-G57 | ADX FD HH 470-616 MHZ | 4729 | 4019.65
ADX2FD/K9HSB=-X55 | ADX FD HH 941-960 MHZ | 4729 | 4019.65
ADX2FD/K9HSN=-G57 | ADX FD HH 470-616 MHZ | 4729 | 4019.65
ADX2FD/K9HSN=-X55 | ADX FD HH 941-960 MHZ | 4729 | 4019.65
ADX2FD/K9N=-G57 | ADX FD HH 470-616 MHZ | 4729 | 4019.65
ADX2FD/K9N=-X55 | ADX FD HH 941-960 MHZ | 4729 | 4019.65
ADX2FD/SM58=-G57 | ADX FD HH 470-616 MHZ | 3199 | 2719.15
ADX2FD/SM58=-X55 | ADX FD HH 941-960 MHZ | 3199 | 2719.15
ADX2FD/VP68=-G57 | ADX FD HH 470-616 MHZ | 3476 | 2954.6
ADX2FD/VP68=-X55 | ADX FD HH 941-960 MHZ | 3476 | 2954.6
ADX5BP-DB15 | DB15 Back Plate for ADX5D | 220 | 187
ADX5BP-DB25 | DB25 Back Plate for ADX5D | 220 | 187
ADX5BP-TA3 | Dual TA3 Back Plate for ADX5D | 250 | 212.5
ADX5BS-L | L-Type Battery Sled for ADX5D | 220 | 187
ADX5D=-A | ADX5D Portable Receiver, 470-636MHz | 3125 | 2656.25
ADX5DUS=-A | ADX5D Portable Receiver, 470-636MHz | 3125 | 2656.25
ADX5DUS=-B | ADX5D Portable Receiver, 606-810MHz | 3125 | 2656.25
ADX5DUS=-C | ADX5D Portable Receiver, 925-1000MHz | 3125 | 2656.25
ADX5-MOUNT | Mounting plate with cold shoe for ADX5D | 125 | 106.25
AFP301 | UR3 belt clip and protective skin | 50 | 42.5
AFP522DC | Anton Bauer Camera Mount for UR5 with DC Power | 626 | 532.1
AK313C | CARRYING CASE - KSM313 | 68 | 57.8
AK32C | CARRYING CASE - KSM32/SL | 80 | 68
AK353C | CARRYING CASE - KSM353 | 76 | 64.6
AK42C | CARRYING CASE - KSM42 | 80 | 68
AK44C | CARRYING CASE - KSM44A | 80 | 68
AK8C | POUCH FOR KSM8 | 57 | 48.45
AK9C | CARRYING CASE - KSM9/KSM9HS | 68 | 57.8
AMV88-FUR | Rycote Windjammer for MV88 | 52 | 44.2
AMVL-BAG | REPLACEMENT CARRYING POUCH | 15 | 12.75
AMVL-CLIP | REPLACEMENT METAL TIE CLIP | 3 | 2.55
AMVL-FUR | Rycote Mini-Windjammer for MVL | 33 | 28.05
AMV-LTG | 1m microB to Lightning cable | 27 | 22.95
AMV-LTG15 | Motiv Lightning Cable, 15 inches | 27 | 22.95
AMVL-WS | REPLACEMENT FOAM WINDSCREEN | 3 | 2.55
AMV-PC | Phone Clamp and mic clip for MV88+ | 29 | 24.65
AMV-USBC15 | Motiv USB-C Cable, 15 inches | 29 | 24.65
A-MXN5-NCB | New Construction Bracket for MXN5-C | 24 | 20.4
A-MXN5-TB | TILE BRIDGE FOR MXN5W-C | 24 | 20.4
ANI22-BLOCK | 2 CH IN/2 CH OUT - DANTE, 1/3 RU, BLOCK | 874 | 742.9
ANI22-XLR | 2 CH IN/2 CH OUT - DANTE, 1/3 RU, XLR | 874 | 742.9
ANI4IN-BLOCK | 4-Input, Block connectors, Mic/Line Dante™ Audio Network Interface with Mic Logic, PEQ, and Audio Summing | 874 | 742.9
ANI4IN-XLR | 4-Input, XLR connectors, Mic/Line Dante™ Audio Network Interface with PEQ and Audio Summing | 874 | 742.9
ANI4OUT-BLOCK | 4-Output, Block connectors, Mic/Line Dante™ Audio Network Interface with PEQ and Audio Summing | 874 | 742.9
ANI4OUT-XLR | 4-Output, XLR connectors, Mic/Line Dante™ Audio Network Interface with PEQ and Audio Summing | 874 | 742.9
ANIUSB-MATRIX | 4CH IN/2CH OUT USB MATRIX MIX,DNTE,BLOCK | 1022 | 868.7
AP56DM | PGA56 Drum mount | 21 | 17.85
AP98DM | PGA98D Drum mount | 21 | 17.85
AP98WS | WINDSCREEN FOR PGA98H AND PGA98D | 10 | 8.5
AXT630US | AXT630 ANTENNA DIST. 470-698 MHz | 2054 | 1745.9
AXT644 | ANTENNA, DIRECTIONAL 2.4 GHz | 125 | 106.25
AXT652 | Y-CABLE, 2 TA4F TO TA4M | 110 | 93.5
AXT652LEMO3 | Y-CABLE, 2 LEMO3 TO LEMO3 | 218 | 185.3
AXT910 | RECHARGEABLE LITHIUM-ION BATTERY,BP TYPE | 264 | 224.4
AXT910-8 | 8-PACK RECHARGEABLE BATTERIES, BP | 1780 | 1513
AXT920 | RECHARGEABLE LITHIUM-ION BATTERY,HH TYPE | 264 | 224.4
BCAEC31 | Replacement Ear Pads for BRH31M (Pair) | 6 | 5.1
BCAEC440 | Replacement Ear Pads for BRH440M/BRH441M (Pair) | 28 | 23.8
BCAEC50 | BRH50M replacement ear pads (2 pieces) | 28 | 23.8
BCASCA1 | Replacement Cable for BRH440M/BRH441M | 30 | 25.5
BCASCA-NXLR3QI | Detachable cable with Neutrik 3 Pin XLR Male connector and 1/4'' stereo plug | 69 | 58.65
BCASCA-NXLR3QI-25 | 25ft. Detachable cable with Neutrik 3 Pin XLR male connector and 1/4'' stereo plug | 89 | 75.65
BCASCA-NXLR4 | Detachable cable with Neutrik 4 Pin XLR Male connector | 55 | 46.75
BCASCA-NXLR4-FEM | Detachable cable with Neutrik 4 Pin XLR Female connector | 55 | 46.75
BCASCA-NXLR5 | Detachable cable with Neutrik 5 Pin XLR Male connector | 55 | 46.75
BCATP1 | Replacement Temple Pad for BRH441M | 17 | 14.45
BCAWS1 | Replacement Windscreen for BRH31M/BRH440M/BRH441M | 6 | 5.1
BCAWS2 | BRH50M replacement windscreen | 6 | 5.1
BETA 181/BI | Ultra-Compact Side-Address Instrument Microphone with Bidirectional Polar Pattern Capsule | 699 | 594.15
BETA 181/C | Ultra-Compact Side-Address Instrument Microphone with Cardioid Polar Pattern Capsule | 699 | 594.15
Beta 181/KIT | Ultra-Compact Side-Address Instrument Microphone comes with four (4) different capsules, one (1) each of Cardiod, Supercardioid, Omnidirectional and Bidirectional | 1399 | 1189.15
BETA 181/O | Ultra-Compact Side-Address Instrument Microphone with Omnidirectional Polar Pattern Capsule | 699 | 594.15
BETA 181/S | Ultra-Compact Side-Address Instrument Microphone with Supercardioid Polar Pattern Capsule | 699 | 594.15
BETA 27 | Supercardioid Side-Address Condenser Microphone for Instrument and Vocal Applications | 549 | 466.65
BETA 52A | Dynamic Kick Drum Microphone with High Output Neodymium Element | 259 | 220.15
BETA 56A | Supercardioid Swivel-Mount Dynamic Microphone with High Output Neodymium Element, for Instrument Applications | 239 | 203.15
BETA 57A | Supercardioid Dynamic with High Output Neodymium Element, for Vocal and Instrument Applications | 199 | 169.15
BETA 58A | Supercardioid Dynamic with High Output Neodymium Element, for Vocal and Instrument Applications | 219 | 186.15
BETA 91A | Half-Cardioid Condenser Kick-Drum Microphone. Includes Integrated Preamplifier and XLR Connection | 319 | 271.15
BETA 98AD/C | Miniature Cardioid Condenser Drum Microphone. Includes RPM626 In-Line Preamplifier, A98D Drum Mount and 25’ Cable | 299 | 254.15
BETA 98AMP/C | Miniature Cardioid Condenser Drum Microphone. Includes Integrated XLR Preamplifier and A75M Universal Stand Mount | 349 | 296.65
BETA 98AMP/C-3PK | Includes Three Beta 98AMP/C Microphones and Three A75M Universal Stand Mounts | 999 | 849.15
BETA 98H/C | Clip-On Cardioid Condenser Instrument Microphone with Integrated Shock Mount and Attached Preamplifier | 299 | 254.15
BETA87A | Supercardioid Condenser, for Handheld Vocal Applications | 329 | 279.65
BETA87C | Cardioid Condenser, for Handheld Vocal Applications | 329 | 279.65
BLX1=-H10 | Bodypack Transmitter | 199 | 169.15
BLX1=-H11 | Bodypack Transmitter | 199 | 169.15
BLX1=-H9 | Bodypack Transmitter | 199 | 169.15
BLX1=-J11 | Bodypack Transmitter | 199 | 169.15
BLX1288/CVL-H10 | BLX1288 COMBO W/CVL AND PG58 | 799 | 679.15
BLX1288/CVL-H11 | BLX1288 COMBO W/CVL AND PG58 | 799 | 679.15
BLX1288/CVL-H9 | BLX1288 COMBO W/CVL AND PG58 | 799 | 679.15
BLX1288/CVL-J11 | BLX1288 COMBO W/CVL AND PG58 | 799 | 679.15
BLX1288/MX153-H10 | BLX1288 COMBO W/MX153 AND SM58 | 999 | 849.15
BLX1288/MX153-H11 | BLX1288 COMBO W/MX153 AND SM58 | 999 | 849.15
BLX1288/MX153-H9 | BLX1288 COMBO W/MX153 AND SM58 | 999 | 849.15
BLX1288/MX153-J11 | BLX1288 COMBO W/MX153 AND SM58 | 999 | 849.15
BLX1288/P31-H10 | BLX1288 COMBO W/PGA31 AND PG58 | 799 | 679.15
BLX1288/P31-H11 | BLX1288 COMBO W/PGA31 AND PG58 | 799 | 679.15
BLX1288/P31-H9 | BLX1288 COMBO W/PGA31 AND PG58 | 799 | 679.15
BLX1288/P31-J11 | BLX1288 COMBO W/PGA31 AND PG58 | 799 | 679.15
BLX1288/W85-H10 | BLX1288 COMBO W/WL185 AND SM58 | 869 | 738.65
BLX1288/W85-H11 | BLX1288 COMBO W/WL185 AND SM58 | 869 | 738.65
BLX1288/W85-H9 | BLX1288 COMBO W/WL185 AND SM58 | 869 | 738.65
BLX1288/W85-J11 | BLX1288 COMBO W/WL185 AND SM58 | 869 | 738.65
BLX14/B98-H10 | Instrument System with (1) BLX4 Wireless Receiver, (1) BLX1 Bodypack Transmitter, and (1) WB98H/C Cardioid Condenser Instrument Microphone | 589 | 500.65
BLX14/B98-H11 | Instrument System with (1) BLX4 Wireless Receiver, (1) BLX1 Bodypack Transmitter, and (1) WB98H/C Cardioid Condenser Instrument Microphone | 589 | 500.65
BLX14/B98-H9 | Instrument System with (1) BLX4 Wireless Receiver, (1) BLX1 Bodypack Transmitter, and (1) WB98H/C Cardioid Condenser Instrument Microphone | 589 | 500.65
BLX14/B98-J11 | Instrument System with (1) BLX4 Wireless Receiver, (1) BLX1 Bodypack Transmitter, and (1) WB98H/C Cardioid Condenser Instrument Microphone | 589 | 500.65
BLX14/CVL-H10 | BLX14 LAV SYSTEM WITH CVL | 419 | 356.15
BLX14/CVL-H11 | BLX14 LAV SYSTEM WITH CVL | 419 | 356.15
BLX14/CVL-H9 | BLX14 LAV SYSTEM WITH CVL | 419 | 356.15
BLX14/CVL-J11 | BLX14 LAV SYSTEM WITH CVL | 419 | 356.15
BLX14/P31-H10 | BLX14 HEADSET SYSTEM W/PGA31 | 449 | 381.65
BLX14/P31-H11 | BLX14 HEADSET SYSTEM W/PGA31 | 449 | 381.65
BLX14/P31-H9 | BLX14 HEADSET SYSTEM W/PGA31 | 449 | 381.65
BLX14/P31-J11 | BLX14 HEADSET SYSTEM W/PGA31 | 449 | 381.65
BLX14/SM31-H10 | BLX14 HEADSET SYSTEM W/SM31 | 499 | 424.15
BLX14/SM31-H11 | BLX14 HEADSET SYSTEM W/SM31 | 499 | 424.15
BLX14/SM31-H9 | BLX14 HEADSET SYSTEM W/SM31 | 499 | 424.15
BLX14/SM31-J11 | BLX14 HEADSET SYSTEM W/SM31 | 499 | 424.15
BLX14-H10 | Guitar Wireless System with (1) BLX4 Wireless Receiver, (1) BLX1 Bodypack Transmitter, and (1) WA302 Instrument Cable | 399 | 339.15
BLX14-H11 | Guitar Wireless System with (1) BLX4 Wireless Receiver, (1) BLX1 Bodypack Transmitter, and (1) WA302 Instrument Cable | 399 | 339.15
BLX14-H9 | Guitar Wireless System with (1) BLX4 Wireless Receiver, (1) BLX1 Bodypack Transmitter, and (1) WA302 Instrument Cable | 399 | 339.15
BLX14-J11 | Guitar Wireless System with (1) BLX4 Wireless Receiver, (1) BLX1 Bodypack Transmitter, and (1) WA302 Instrument Cable | 399 | 339.15
BLX14R/B98-H10 | Instrument System with (1) BLX4R Wireless Receiver, (1) BLX1 Bodypack Transmitter, and (1) WB98H/C Cardioid Condenser Instrument Microphone | 679 | 577.15
BLX14R/B98-H11 | Instrument System with (1) BLX4R Wireless Receiver, (1) BLX1 Bodypack Transmitter, and (1) WB98H/C Cardioid Condenser Instrument Microphone | 679 | 577.15
BLX14R/B98-H9 | Instrument System with (1) BLX4R Wireless Receiver, (1) BLX1 Bodypack Transmitter, and (1) WB98H/C Cardioid Condenser Instrument Microphone | 679 | 577.15
BLX14R/B98-J11 | Instrument System with (1) BLX4R Wireless Receiver, (1) BLX1 Bodypack Transmitter, and (1) WB98H/C Cardioid Condenser Instrument Microphone | 679 | 577.15
BLX14R/MX53-H10 | Headset System with (1) BLX4R Wireless Receiver, (1) BLX1 Bodypack Transmitter, and (1) MX153 Headset Microphone | 729 | 619.65
BLX14R/MX53-H11 | Headset System with (1) BLX4R Wireless Receiver, (1) BLX1 Bodypack Transmitter, and (1) MX153 Headset Microphone | 729 | 619.65
BLX14R/MX53-H9 | Headset System with (1) BLX4R Wireless Receiver, (1) BLX1 Bodypack Transmitter, and (1) MX153 Headset Microphone | 729 | 619.65
BLX14R/MX53-J11 | Headset System with (1) BLX4R Wireless Receiver, (1) BLX1 Bodypack Transmitter, and (1) MX153 Headset Microphone | 729 | 619.65
BLX14R/SM35-H10 | BLX14R HEADSET SYSTEM W/SM35 | 589 | 500.65
BLX14R/SM35-H11 | BLX14R HEADSET SYSTEM W/SM35 | 589 | 500.65
BLX14R/SM35-H9 | BLX14R HEADSET SYSTEM W/SM35 | 589 | 500.65
BLX14R/SM35-J11 | BLX14R HEADSET SYSTEM W/SM35 | 589 | 500.65
BLX14R/W85-H10 | Instrument System with (1) BLX4R Wireless Receiver, (1) BLX1 Bodypack Transmitter, and (1) WL185 Lavalier Microphone | 589 | 500.65
BLX14R/W85-H11 | Instrument System with (1) BLX4R Wireless Receiver, (1) BLX1 Bodypack Transmitter, and (1) WL185 Lavalier Microphone | 589 | 500.65
BLX14R/W85-H9 | Instrument System with (1) BLX4R Wireless Receiver, (1) BLX1 Bodypack Transmitter, and (1) WL185 Lavalier Microphone | 589 | 500.65
BLX14R/W85-J11 | Instrument System with (1) BLX4R Wireless Receiver, (1) BLX1 Bodypack Transmitter, and (1) WL185 Lavalier Microphone | 589 | 500.65
BLX14R/W93-H10 | Instrument System with (1) BLX4R Wireless Receiver, (1) BLX1 Bodypack Transmitter, and (1) WL93 Lavalier Microphone | 569 | 483.65
BLX14R/W93-H11 | Instrument System with (1) BLX4R Wireless Receiver, (1) BLX1 Bodypack Transmitter, and (1) WL93 Lavalier Microphone | 569 | 483.65
BLX14R/W93-H9 | Instrument System with (1) BLX4R Wireless Receiver, (1) BLX1 Bodypack Transmitter, and (1) WL93 Lavalier Microphone | 569 | 483.65
BLX14R/W93-J11 | Instrument System with (1) BLX4R Wireless Receiver, (1) BLX1 Bodypack Transmitter, and (1) WL93 Lavalier Microphone | 569 | 483.65
BLX14R-H10 | Guitar Wireless System with (1) BLX4R Wireless Receiver, (1) BLX1 Bodypack Transmitter, and (1) WA302 Instrument Cable | 499 | 424.15
BLX14R-H11 | Guitar Wireless System with (1) BLX4R Wireless Receiver, (1) BLX1 Bodypack Transmitter, and (1) WA302 Instrument Cable | 499 | 424.15
BLX14R-H9 | Guitar Wireless System with (1) BLX4R Wireless Receiver, (1) BLX1 Bodypack Transmitter, and (1) WA302 Instrument Cable | 499 | 424.15
BLX14R-J11 | Guitar Wireless System with (1) BLX4R Wireless Receiver, (1) BLX1 Bodypack Transmitter, and (1) WA302 Instrument Cable | 499 | 424.15
BLX188/CVL-H10 | BLX188 DUAL LAV SYSTEM W/CVL | 799 | 679.15
BLX188/CVL-H11 | BLX188 DUAL LAV SYSTEM W/CVL | 799 | 679.15
BLX188/CVL-H9 | BLX188 DUAL LAV SYSTEM W/CVL | 799 | 679.15
BLX188/CVL-J11 | BLX188 DUAL LAV SYSTEM W/CVL | 799 | 679.15
BLX2/B58=-H10 | Handheld Transmitter with BETA 58 Microphone | 329 | 279.65
BLX2/B58=-H11 | Handheld Transmitter with BETA 58 Microphone | 329 | 279.65
BLX2/B58=-H9 | Handheld Transmitter with BETA 58 Microphone | 329 | 279.65
BLX2/B58=-J11 | Handheld Transmitter with BETA 58 Microphone | 329 | 279.65
BLX2/PG58=-H10 | Handheld Transmitter with PG58 Microphone | 199 | 169.15
BLX2/PG58=-H11 | Handheld Transmitter with PG58 Microphone | 199 | 169.15
BLX2/PG58=-H9 | Handheld Transmitter with PG58 Microphone | 199 | 169.15
BLX2/PG58=-J11 | Handheld Transmitter with PG58 Microphone | 199 | 169.15
BLX2/SM58=-H10 | Handheld Transmitter with SM58 Microphone | 249 | 211.65
BLX2/SM58=-H11 | Handheld Transmitter with SM58 Microphone | 249 | 211.65
BLX2/SM58=-H9 | Handheld Transmitter with SM58 Microphone | 249 | 211.65
BLX2/SM58=-J11 | Handheld Transmitter with SM58 Microphone | 249 | 211.65
BLX24/B58-H10 | Vocal System with (1) BLX4 Wireless Receiver and (1) Handheld Transmitter with BETA 58 Microphone | 519 | 441.15
BLX24/B58-H11 | Vocal System with (1) BLX4 Wireless Receiver and (1) Handheld Transmitter with BETA 58 Microphone | 519 | 441.15
BLX24/B58-H9 | Vocal System with (1) BLX4 Wireless Receiver and (1) Handheld Transmitter with BETA 58 Microphone | 519 | 441.15
BLX24/B58-J11 | Vocal System with (1) BLX4 Wireless Receiver and (1) Handheld Transmitter with BETA 58 Microphone | 519 | 441.15
BLX24/PG58-H10 | Vocal System with (1) BLX4 Wireless Receiver and (1) Handheld Transmitter with PG58 Microphone | 379 | 322.15
BLX24/PG58-H11 | Vocal System with (1) BLX4 Wireless Receiver and (1) Handheld Transmitter with PG58 Microphone | 379 | 322.15
BLX24/PG58-H9 | Vocal System with (1) BLX4 Wireless Receiver and (1) Handheld Transmitter with PG58 Microphone | 379 | 322.15
BLX24/PG58-J11 | Vocal System with (1) BLX4 Wireless Receiver and (1) Handheld Transmitter with PG58 Microphone | 379 | 322.15
BLX24/SM58-H10 | Vocal System with (1) BLX4 Wireless Receiver and (1) Handheld Transmitter with SM58 Microphone | 439 | 373.15
BLX24/SM58-H11 | Vocal System with (1) BLX4 Wireless Receiver and (1) Handheld Transmitter with SM58 Microphone | 439 | 373.15
BLX24/SM58-H9 | Vocal System with (1) BLX4 Wireless Receiver and (1) Handheld Transmitter with SM58 Microphone | 439 | 373.15
BLX24/SM58-J11 | Vocal System with (1) BLX4 Wireless Receiver and (1) Handheld Transmitter with SM58 Microphone | 439 | 373.15
BLX24R/B58-H10 | Vocal System with (1) BLX4R Rack Mount Wireless Receiver and (1) BLX2 Handheld Transmitter with BETA 58 Microphone | 599 | 509.15
BLX24R/B58-H11 | Vocal System with (1) BLX4R Rack Mount Wireless Receiver and (1) BLX2 Handheld Transmitter with BETA 58 Microphone | 599 | 509.15
BLX24R/B58-H9 | Vocal System with (1) BLX4R Rack Mount Wireless Receiver and (1) BLX2 Handheld Transmitter with BETA 58 Microphone | 599 | 509.15
BLX24R/B58-J11 | Vocal System with (1) BLX4R Rack Mount Wireless Receiver and (1) BLX2 Handheld Transmitter with BETA 58 Microphone | 599 | 509.15
BLX24R/SM58-H10 | Vocal System with (1) BLX4R Rack Mount Wireless Receiver and (1) BLX2 Handheld Transmitter with SM58 Microphone | 529 | 449.65
BLX24R/SM58-H11 | Vocal System with (1) BLX4R Rack Mount Wireless Receiver and (1) BLX2 Handheld Transmitter with SM58 Microphone | 529 | 449.65
BLX24R/SM58-H9 | Vocal System with (1) BLX4R Rack Mount Wireless Receiver and (1) BLX2 Handheld Transmitter with SM58 Microphone | 529 | 449.65
BLX24R/SM58-J11 | Vocal System with (1) BLX4R Rack Mount Wireless Receiver and (1) BLX2 Handheld Transmitter with SM58 Microphone | 529 | 449.65
BLX288/B58-H10 | BLX288 DUAL BETA58 VOCAL SYSTEM | 999 | 849.15
BLX288/B58-H11 | BLX288 DUAL BETA58 VOCAL SYSTEM | 999 | 849.15
BLX288/B58-H9 | BLX288 DUAL BETA58 VOCAL SYSTEM | 999 | 849.15
BLX288/B58-J11 | BLX288 DUAL BETA58 VOCAL SYSTEM | 999 | 849.15
BLX288/PG58-H10 | Dual Vocal System with (1) BLX88 Dual Wireless Receiver and (2) BLX2 Handheld Transmitters with PG58 microphone | 699 | 594.15
BLX288/PG58-H11 | Dual Vocal System with (1) BLX88 Dual Wireless Receiver and (2) BLX2 Handheld Transmitters with PG58 microphone | 699 | 594.15
BLX288/PG58-H9 | Dual Vocal System with (1) BLX88 Dual Wireless Receiver and (2) BLX2 Handheld Transmitters with PG58 microphone | 699 | 594.15
BLX288/PG58-J11 | Dual Vocal System with (1) BLX88 Dual Wireless Receiver and (2) BLX2 Handheld Transmitters with PG58 microphone | 699 | 594.15
BLX288/SM58-H10 | BLX288 DUAL SM58 VOCAL SYSTEM | 819 | 696.15
BLX288/SM58-H11 | BLX288 DUAL SM58 VOCAL SYSTEM | 819 | 696.15
BLX288/SM58-H9 | BLX288 DUAL SM58 VOCAL SYSTEM | 819 | 696.15
BLX288/SM58-J11 | BLX288 DUAL SM58 VOCAL SYSTEM | 819 | 696.15
BLX4=-H10 | Wireless Receiver | 199 | 169.15
BLX4=-H11 | Wireless Receiver | 199 | 169.15
BLX4=-H9 | Wireless Receiver | 199 | 169.15
BLX4=-J11 | Wireless Receiver | 199 | 169.15
BLX4R=-H10 | Rackmount Wireless Receiver | 279 | 237.15
BLX4R=-H11 | Rackmount Wireless Receiver | 279 | 237.15
BLX4R=-H9 | Rackmount Wireless Receiver | 279 | 237.15
BLX4R=-J11 | Rackmount Wireless Receiver | 279 | 237.15
BLX88=-H10 | Dual Wireless Receiver | 349 | 296.65
BLX88=-H11 | Dual Wireless Receiver | 349 | 296.65
BLX88=-H9 | Dual Wireless Receiver | 349 | 296.65
BLX88=-J11 | Dual Wireless Receiver | 349 | 296.65
BRH31M-NXLR4F | Lightweight Single-Sided Broadcast Headset with Neutrik female 4-Pin XLR cable | 224 | 190.4
BRH31M-NXLR4M | Lightweight Single-Sided Broadcast Headset with Neutrik 4-Pin XLR cable | 224 | 190.4
BRH31M-NXLR5M | Lightweight Single-Sided Broadcast Headset with Neutrik 5-Pin XLR cable | 224 | 190.4
BRH440M-LC | Dual-Sided Broadcast Headset, less cable | 286 | 243.1
BRH441M-LC | Single-Sided Broadcast Headset, less cable | 261 | 221.85
BRH50M | Premium Dual-Sided Broadcast Headset. Includes BCASCA-NXLR3QI cable | 499 | 424.15
C100J | 100' Hi-Flex® Cable, Chrome XLR Connectors | 45 | 38.25
C122 | 4' Cable, 4-Pin Mini Connector (TA4F) to Lavalier Housing, Used with MX183, MX184, MX185, WL183, WL184, WL185 | 63 | 53.55
C129 | 12' Cable, 3-Pin Mini Connector (TA3F) to Male XLR, Used with MX393 | 37 | 31.45
C130 | 12' Cable (5-Conductor, 2 shielded) with threaded adapter on microphone end to bare end for MX392 | 48 | 40.8
C131 | 10' Cable (5-Conductor 2 shielded) with threaded adapter to 3-Pin XLR for MX400D | 48 | 40.8
C15AHZ | 15' Cable with 1/4" Phone Plug on Equipment End (Pin 2 Hot) | 17 | 14.45
C20AHZ | 20' Cable with 1/4" Phone Plug on Equipment End (Pin 2 Hot) | 20 | 17
C25B | 25' Heavy-Duty Cable, Black XLR Connector on Microphone End | 32 | 27.2
C25C | 6' Coiled Cable (4-Conductor, 2 Shielded) Bare at Both Ends, Used with 414B, 419B and 514B | 29 | 24.65
C25E | 25' TRIPLE-FLEX™ Cable, Black XLR Connector on Microphone End | 39 | 33.15
C25F | 25' TRIPLE-FLEX™ Cable, Chrome XLR Connectors | 36 | 30.6
C25J | 25' Hi-Flex Cable®, Chrome XLR Connectors | 21 | 17.85
C29C | 6' Coiled Cable (4-Conductor, 2 Shielded), Used with 527B | 53 | 45.05
C50J | 50' Hi-Flex Cable®, Chrome XLR Connectors | 28 | 23.8
C8006 | ETHERNET JUMPER CABLE, 8" | 12 | 10.2
C803 | ETHERNET CABLE, 3 FT. | 24 | 20.4
C810 | ETHERNET CABLE, 10 FT. | 28 | 23.8
C8100 | ETHERNET CABLE, RUGGEDIZED, 100 FT. | 368 | 312.8
C825 | ETHERNET CABLE, RUGGEDIZED, 25 FT. | 182 | 154.7
C850 | ETHERNET CABLE, RUGGEDIZED, 50 FT. | 272 | 231.2
C98D | 15' TRIPLE-FLEX™ Cable (TA4F to TA3F) for BETA91, BETA 98/S, BETA 98D/S | 28 | 23.8
CEILING1 | Ceiling array microphone with Audio Fencing. Includes 24 inch enclosure, suspension mount, 12 ft USB Cable and 15 ft CAT6 cable | 3999 | 3399.15
CONTROL1 | 10 inch PoE+ powered LED Touch Display with table stand. Includes 15 ft CAT6 cable | 1949 | 1656.65
CRT1 | 1 RU component rack tray for Audio Network Interface (ANI) | 80 | 68
CVB-B/C | Cardioid,Low Profile Boundary Condenser Microphone, Attached 12' Cable, Black | 160 | 136
CVB-B/O | Omnidirectional,Low Profile Boundary Condenser Microphone, Attached 12' Cable, Black | 160 | 136
CVD-B | Desktop Base, supports 12" and 18" Gooseneck Microphones, Black | 98 | 83.3
CVG12-B/C | Cardioid-12" Dual-Section Gooseneck Condenser Microphone, Inline Preamplifier, Flange Mount, Black | 160 | 136
CVG12D-B/C | GOOSENECK MIC BLACK W/ BASE, 12 INCH | 254 | 215.9
CVG18-B/C | Cardioid-18" Dual-Section Gooseneck Condenser Microphone, Inline Preamplifier, Flange Mount, Black | 160 | 136
CVG18D-B/C | GOOSENECK MIC BLACK W/ BASE, 18 INCH | 254 | 215.9
CVL-B/C-TQG | CVL Centraverse Lavalier Condenser Microphone | 51 | 43.35
CVO-B/C | Cardioid, Low Profile Overhead Condenser Microphone, Attached 25' Cable, Inline Preamplifier, Black | 144 | 122.4
CVO-W/C | Cardioid, Low Profile Overhead Condenser Microphone,Attached 25' Cable, Inline Preamplifier,White | 144 | 122.4
DB25-TRSM | 8 Channel DB25 to TRS Audio Snake, 25 ft. | 296 | 251.6
DB25-XLRF | 8 Channel DB25 to XLR Female Audio Snake, 25 ft. | 194 | 164.9
DB25-XLRM | 8 Channel DB25 to XLR Male Audio Snake, 25 ft. | 194 | 164.9
DH 6001 EP | Set of Ear pads for DH6001H/6021/6025 | 6 | 5.1
DH 6021 | Stereo Headphone f.u.w. DR 60xx | 42 | 35.7
DH 6223 | DH 6223 STETHOSCOPE HEADPHONES | 34 | 28.9
DH 6225 | DH 6225 EAR CLIP HEADPHONE | 28 | 23.8
DH5B/O-LM3 | DURAPLEX HEADSET, BLACK, OMNI, LEMO | 524 | 445.4
DH5B/O-MTQG | DURAPLEX HEADSET, BLACK, OMNI, MTQG | 499 | 424.15
DH5C/O-LM3 | DURAPLEX HEADSET, COCOA, OMNI, LEMO | 524 | 445.4
DH5C/O-MTQG | DURAPLEX HEADSET, COCOA, OMNI, MTQG | 499 | 424.15
DH5T/O-LM3 | DURAPLEX HEADSET, TAN, OMNI, LEMO | 524 | 445.4
DH5T/O-MTQG | DURAPLEX HEADSET., TAN, OMNI, MTQG | 499 | 424.15
DL4B/O-LM3-A | DURAPLEX LAV MIC, BLACK, OMNI, LEMO | 399 | 339.15
DL4B/O-MTQG-A | DURAPLEX LAV MIC, BLACK, OMNI, MTQG | 374 | 317.9
DL4C/O-LM3-A | DURAPLEX LAV MIC, COCOA, OMNI, LEMO | 399 | 339.15
DL4C/O-MTQG-A | DURAPLEX LAV MIC, COCOA, OMNI, MTQG | 374 | 317.9
DL4T/O-LM3-A | DURAPLEX LAV MIC, TAN, OMNI, LEMO | 399 | 339.15
DL4T/O-MTQG-A | DURAPLEX LAV MIC, TAN, OMNI, MTQG | 374 | 317.9
DL4W/O-LM3-A | DURAPLEX LAV MIC, WHITE, OMNI, LEMO | 399 | 339.15
DL4W/O-MTQG-A | DURAPLEX LAV MIC, WHITE, OMNI, MTQG | 374 | 317.9
DMK57-52 | Drum Microphone Kit, includes 3 SM57 Microphones, one BETA 52A Microphone, three A56D Drum-mounting Systems, and a Carrying Case | 559 | 475.15
EAADPT-KIT | Adapter Kit: combines 1/4" Adapter, Airline Adapter, Volume Control | 22 | 18.7
EAAMPCASE | Leather Amp Case | 55 | 46.75
EABKF1-100L | BLACK FOAM, 100 PCS., LARGE | 220 | 187
EABKF1-100M | BLACK FOAM, 100 PCS.,MEDIUM | 220 | 187
EABKF1-100S | BLACK FOAM, 100 PCS., SMALL | 220 | 187
EABKF1-10L | Large Black Foam Sleeves. (Ten Included/Five Pair) | 23 | 19.55
EABKF1-10M | Medium Black Foam Sleeves. (Ten Included/Five Pair) | 23 | 19.55
EABKF1-10S | Small Black Foam Sleeves. (Ten Included/Five Pair) | 23 | 19.55
EAC46BKS | Detachable Cable 46" (Black w/MMCX)) | 41 | 34.85
EAC46CLS | Detachable Cable 46" (Clear w/Sliver MMCX) | 41 | 34.85
EAC64BK | Detachable Earphone Cable, 64" (Black, sealable bag) | 42 | 35.7
EAC64BKS | DTACHBLE RPHN CBL64",BLK w/SLVR MMCX | 42 | 35.7
EAC64CL | Detachable Earphone Cable, 64" (Clear, sealable bag) | 42 | 35.7
EAC64CLS | DTACHBLE RPHN CBL64",CLR w/SLVR MMCX | 42 | 35.7
EAC9BK | 9" extension cable - Black / Non-Retail (clear, sealable bag) Compatible with Modular SE earphones | 18 | 15.3
EAC-IFB | Coiled IFB earphone cable with Clip | 63 | 53.55
EAHCASE | Fine Weave Hard Pouch | 17 | 14.45
EASCASE | Soft Zippered Pouch. | 17 | 14.45
EASFX1-10L | Large soft flex sleeves for SCL3, SCL4, & SCL5 earphones (5 pair) | 18 | 15.3
EASFX1-10M | Medium soft flex sleeves for SE115, SE315, SE425 and SE535 earphones (5 pair) | 18 | 15.3
EASFX1-10S | Small soft flex sleeves for SE115, SE315, SE425 and SE535 earphones (5 pair) | 18 | 15.3
EASQRZIPCASE-BLK | Square Zipper Earphone Pouch-Black | 24 | 20.4
EATFL1-6 | Triple flange sleeves for SCL3, SCL4, & SCL5 earphones (5 pair) | 12 | 10.2
EAYLF1-10 | YELLOW FOAM, 10 PIECES | 24 | 20.4
EAYLF1-100 | YELLOW FOAM, 100 PIECES | 464 | 394.4
G-12 | 12" Gooseneck, Chrome | 18 | 15.3
G12B | 12" Black Gooseneck for 503BG, 515BSL and 515BSLX, Black | 25 | 21.25
G12-CN | 12" Gooseneck with Attached Female XLR Connector, Chrome | 31 | 26.35
G-18 | 18" Gooseneck, Chrome | 20 | 17
G18A | 18" Gooseneck-Side Vent, Chrome | 21 | 17.85
G18-CN | 18" Gooseneck with Attached Female XLR Connector, Chrome | 32 | 27.2
G27B | 27" Black Gooseneck for 503BG, 515BSL, and 515BSLX, Black | 35 | 29.75
G6A | 6" Gooseneck-Side Vent, Chrome | 13 | 11.05
GLXD+FMZ3/LC | The GLXD+FM Dual Band Frequency Manager connects up to six GLXD4R+ receivers together, providing solid and reliable RF performance in demanding multi-channel applications. | 686 | 583.1
GLXD1+=-Z3 | The GLXD1+ Dual Band Bodypack Transmitter has rugged, metal construction with ergonomic design and reversible belt clip to fit comfortably and snugly in various positions. | 336 | 285.6
GLXD124R+/85-Z3 | Combo System with SM58® microphone handheld, WL185 lavalier microphone, and half-rack GLXD4R+ receiver. | 1249 | 1061.65
GLXD14+/85-Z3 | The GLX-D+ Dual Band Wireless Presenter System features the premium wearable WL185 lavalier microphone for spoken word applications and the GLXD4+ tabletop receiver. | 774 | 657.9
GLXD14+/93-Z3 | The GLX-D+ Dual Band Wireless Presenter System features the miniature wearable WL93 lavalier microphone for spoken word applications and the GLXD4+ tabletop receiver. | 724 | 615.4
GLXD14+/B98-Z3 | The GLX-D+ Dual Band Wireless Presenter System features the precision-crafted BETA® 98H/C flexible gooseneck microphone for brass, woodwind and percussion applications and the GLXD4+ tabletop receiver. | 824 | 700.4
GLXD14+/PGA31-Z3 | The GLX-D+ Dual Band Wireless Headset System features the PGA31 Headset Microphone for spoken word applications and the GLXD4+ tabletop receiver. | 699 | 594.15
GLXD14+/SM31-Z3 | The GLX-D+ Dual Band Wireless Headset System features the versatile SM31FH Headset Microphone for spoken word applications and the GLXD4+ tabletop receiver. | 749 | 636.65
GLXD14+/SM35-Z3 | The GLX-D+ Dual Band Wireless Headset System features the durable SM35 Headset Microphone for high-quality headworn vocal performance applications and the GLXD4+ tabletop receiver. | 749 | 636.65
GLXD14+-Z3 | The GLX-D+ Dual Band Wireless Bodypack System features the WA302 guitar cable and the GLXD4+ tabletop receiver. | 624 | 530.4
GLXD14R+/85-Z3 | The GLX-D+ Dual Band Wireless Rack System features the premium wearable WL185 lavalier microphone for spoken word applications and the GLXD4R+ half-rack receiver. | 899 | 764.15
GLXD14R+/93-Z3 | The GLX-D+ Dual Band Wireless Rack System features the miniature wearable WL93 lavalier microphone for spoken word applications and the GLXD4R+ half-rack receiver. | 836 | 710.6
GLXD14R+/B98-Z3 | The GLX-D+ Dual Band Wireless Rack System features the precision-crafted BETA® 98H/C flexible gooseneck microphone for brass, woodwind and percussion applications and the GLXD4R+ half-rack receiver. | 936 | 795.6
GLXD14R+/MX53-Z3 | The GLX-D+ Dual Band Wireless Rack System features the premium MX153 Headworn Earset for high-quality vocal performance applications and the GLXD4R+ half-rack receiver. | 1024 | 870.4
GLXD16+-Z3 | Wireless Guitar Pedal System with WA305 Premium Guitar Cable, GLXD1+ Digital Bodypack, and GLXD6+ Guitar Pedal receiver. | 624 | 530.4
GLXD2+/B58=-Z3 | Featuring the industry standard BETA® 58A vocal microphone, the GLXD2+/B58 Dual Band Handheld Transmitter delivers superior, transparent digital audio. | 449 | 381.65
GLXD2+/B87A=-Z3 | Featuring the BETA® 87A vocal microphone, the GLXD2+/B87 Dual Band Handheld Transmitter delivers superior, transparent digital audio. | 549 | 466.65
GLXD2+/SM58=-Z3 | Featuring the Legendary SM58® vocal microphone, the GLXD2+/SM58 Dual Band Handheld Transmitter delivers superior, transparent digital audio. | 374 | 317.9
GLXD24+/B58-Z3 | Featuring the industry standard BETA®58A vocal microphone, the GLXD24+/B58 Dual Band Vocal System delivers superior, transparent digital audio. | 760 | 646
GLXD24+/B87A-Z3 | Featuring the industry standard BETA® 87A vocal microphone, the GLXD24+/B87A Dual Band Vocal System delivers superior, transparent digital audio. | 860 | 731
GLXD24+/SM58-Z3 | Featuring the industry standard SM58® vocal microphone, the GLXD24+/SM58 Dual Band Vocal System delivers superior, transparent digital audio. | 686 | 583.1
GLXD24R+/B58-Z3 | Featuring the industry standard BETA® 58A vocal microphone, the half-rack GLXD24+/B58 Dual Band Vocal System delivers superior, transparent digital audio. | 886 | 753.1
GLXD24R+/B87A-Z3 | Featuring the industry standard BETA® 87A vocal microphone, the half-rack GLXD24+/B87A Dual Band Vocal System delivers superior, transparent digital audio. | 986 | 838.1
GLXD24R+/SM58-Z3 | Featuring the industry standard SM58® vocal microphone, the half-rack GLXD24+/SM58 Dual Band Vocal System delivers superior, transparent digital audio. | 811 | 689.35
GLXD4+=-Z3 | The GLXD4+ Dual Band Tabletop Receiver delivers exceptional digital audio clarity. | 324 | 275.4
GLXD4R+=-Z3 | The GLXD4+ Dual Band Rack Receiver delivers exceptional digital audio clarity. In combination with the GLXD+ Dual Band Frequency Manager provides advanced RF performance. | 449 | 381.65
GLXD6+=-Z3 | The GLXD6+ Dual Band Guitar Pedal receiver is engineered in a rugged metal design that can be completely integrated into your pedalboard. | 324 | 275.4
H1-MBLK | Huddly IQ Camera | 799 | 679.15
HA-4540 | PWS Tour Series Helical Antenna | 749 | 636.65
HA-8089 | Professional Wireless Systems Helical Antenna (480-900 MHz) | 811 | 689.35
HA-8091 | Domed Helical Antenna (460-900MHz) | 1124 | 955.4
HA-8241 | Helical Antenna (944-952 MHz) | 811 | 689.35
HPACA1 | Replacement cable assembly for SRH440, SRH750DJ, SRH840, SRH940 | 20 | 17
HPACC1 | Carrying Case for SRH940 | 50 | 42.5
HPACC2 | Hard Zippered Travel Case for 1440/1840 | 60 | 51
HPACC3 | Zippered Hard Storage Case for SRH1540 | 66 | 56.1
HPACP1 | Carrying pouch for SRH240, SRH440, SRH840 Professional Headphones | 6 | 5.1
HPAEC1440 | Replacement Velour Ear Pads for SRH1440 | 33 | 28.05
HPAEC1540 | Replacement Alcantara™ Ear Pads for SRH1540 | 44 | 37.4
HPAEC1840 | Replacement Velour Ear Pads for SRH1840 | 33 | 28.05
HPAEC240 | Replacement Ear Cushions for SRH240 | 8 | 6.8
HPAEC440 | Replacement Ear Cushions for SRH440 | 10 | 8.5
HPAEC550 | Replacement Ear Cushions for SRH550DJ | 10 | 8.5
HPAEC750 | Replacement Ear Cushions for SRH750DJ | 15 | 12.75
HPAEC840 | Replacement Ear Cushions for SRH840 | 20 | 17
HPAEC940 | Replacement Ear Cushions for SRH940 | 25 | 21.25
HPAQA1 | Locking 1/4" Adapter for SRH240A, SRH440, SRH550DJ, SRH840, SRH940, SRH1440, SRH1840 | 6 | 5.1
HPASCA1 | Replacement straight cable assembly for SRH440, SRH750DJ, SRH840, SRH940 | 25 | 21.25
HPASCA2 | Replacement straight cable assembly for SRH1440/SRH1840 | 39 | 33.15
HPASCA3 | Replacement Dual-exit Detachable Cable for SRH1540 | 39 | 33.15
HUB1 | Hub enables use of multiple Stem devices in one room. Also offers Dante I/O in addition to Analog, USB, and VOIP/SIP connectivity. Includes 12 ft USB cable, 15 ft CAT6 cable, block connector | 799 | 679.15
HUBX1 | Hub Express enables use of multiple Stem devices in one room. Also offers Analog, USB, and VOIP/SIP connectivity. Includes 12 ft USB cable, 15 ft CAT6 cable, block connector | 649 | 551.65
HUDDLY-IQ+ACCS-V | HUD IQ CAM, DISPLAY BRACKET, USB CABLE | 966 | 821.1
IHAC3.5MM-DIN | ADPTR, DUAL 3.5MM FEM TO MALE DIN | 22 | 18.7
IHAC3.5MM-TRRS | ADPTR, DUAL 3.5MM FEM TO MALE 3.5 TRRS | 22 | 18.7
IMX-RM16-SUB3 | IMX ROOM SUBSCRIPTION - 3YR (16CHAN) | 850 | 722.5
IMX-RM16-SUB5 | IMX ROOM SUBSCRIPTION - 5YR (16CHAN) | 1350 | 1147.5
IMX-RM16-SUB7 | IntelliMix Room, 16 Channel License, 7 years | 1665 | 1415.25
IMX-RM8-SUB3 | IMX ROOM SUBSCRIPTION - 3YR (8CHAN) | 500 | 425
IMX-RM8-SUB5 | IMX ROOM SUBSCRIPTION - 5YR (8CHAN) | 800 | 680
IMX-RM8-SUB7 | IntelliMix Room, 8 Channel License, 7 years | 990 | 841.5
KSE1200SYS | Analog Electrostatic Earphone System | 2499 | 2124.15
KSE1500SYS-US | Electrostatic Earphone System | 3749 | 3186.65
KSM137/SL | Cardioid Studio Condenser Microphone (Champagne), Foam Windscreen and Carrying Case | 439 | 373.15
KSM137/SL Stereo | KSM137 Stereo Pair, includes two KSM137, two Foam Windscreens, A27M Stereo Microphone Adapter and Carrying Case | 879 | 747.15
KSM141/SL | Dual-Pattern (Cardioid/Omnidirectional) Studio Condenser Microphone (Champagne), Foam Windscreen and Carrying Case | 569 | 483.65
KSM141/SL Stereo | KSM141 Stereo Pair, includes two KSM141, two Foam Windscreens, A27M Stereo Microphone Adapter and Carrying Case | 1129 | 959.65
KSM313/NE | Dual-Voice Ribbon Microphone with Roswellite™ Ribbon Technology | 1699 | 1444.15
KSM32/CG | Cardioid Studio Condenser Microphone–Stage Model (Charcoal Gray) | 749 | 636.65
KSM32/SL | Cardioid Studio Condenser Microphone–Studio Model (Champagne), with A32SM and Aluminum Case | 819 | 696.15
KSM353/ED | Premier Bi-Directional Ribbon Microphone with Roswellite™ Ribbon Technology | 3499 | 2974.15
KSM42/SG | Large Dual-Diaphragm, Side-Address Condenser Vocal Microphone (Sable Gray) | 1099 | 934.15
KSM44A/SL | Multi-Pattern, Large Diagphragm, Side-Address Condenser Studio Microphone (Cristal) | 1249 | 1061.65
KSM8/B | Dualdyne Dynamic Handheld Vocal Microphone, Black | 499 | 424.15
KSM8/N | Dualdyne Dynamic Handheld Vocal Microphone, Nickel | 499 | 424.15
KSM9/CG | Dual Pattern (Cardiod/Supercardiod) Condenser Handheld Vocal Microphone (Charcoal) | 874 | 742.9
KSM9HS | Dual Pattern (Hypercardioid/Subcardioid) Condenser Handheld Vocal Microphone (Black) | 874 | 742.9
MD40LEMO | MICRODOT TO LEMO 3PIN | 36 | 30.6
MD40TA4F | MICRODOT TO TA4F FOR SHURE | 36 | 30.6
MD40TA5F | MICRODOT TO TA5F FOR LECTROSONICS | 36 | 30.6
MS-10C | Floor Stand, Chrome | 54 | 45.9
MV5/A-240 BNDL | MV5/A SRH240A BUNDLE | 186 | 158.1
MV51-DIG | MV51 Professional Home Studio Microphone | 249 | 211.65
MV5-B-DIG | MV5 Home Studio Microphone | 124 | 105.4
MV5C-USB | MV5C Home Office Microphone | 124 | 105.4
MV5-DIG | MV5 Home Studio Microphone | 124 | 105.4
MV7-K | MV7 Podcast Microphone | 311 | 264.35
MV7-K-BNDL | XLR/USB SPEECH MICROPHONE, BLACK + STAND | 336 | 285.6
MV7-S | MV7 Podcast Microphone | 311 | 264.35
MV7X | MV7X XLR PODCAST MICROPHONE | 224 | 190.4
MV88+DIG-VIDKIT | MV88+ Video Kit | 311 | 264.35
MV88+SE215-CL | MV88+ SE215-CL BUNDLE | 374 | 317.9
MV88+STEREO-USB | MV88+ STEREO USB MICROPHONE | 249 | 211.65
MVI-DIG | MVi Microphone Interface | 124 | 105.4
MVL-3.5MM | MVL Clip-on Microphone | 86 | 73.1
MX150B/C-TQG | Cardioid 5mm Subminiature Lavalier Microphone, TQG for Shure Bodypacks, Black | 362 | 307.7
MX150B/C-XLR | Cardioid 5mm Subminiature Lavalier Microphone with XLR Preamp, Black | 544 | 462.4
MX150B/O-TQG | Omnidirectional 5mm Subminiature Lavalier Microphone, TQG for Shure Bodypacks, Black | 362 | 307.7
MX150B/O-XLR | Omnidirectional 5mm Subminiature Lavalier Microphone with XLR Preamp, Black | 544 | 462.4
MX153B/O-TQG | Omnidirectional Earset Headworn Microphone, Black | 362 | 307.7
MX153C/O-TQG | Omnidirectional Earset Headworn Microphone, Cocoa | 362 | 307.7
MX153T/O-TQG | Omnidirectional Earset Headworn Microphone, Tan | 362 | 307.7
MX180/N | Lavalier Microphone Housing, In-Line Preamp with XLR, *No Cartridge | 262 | 222.7
MX183 | Omnidirectional Condenser Lavalier Microphone with 4’ (1.2m) attached cable, Belt-Clip Preamp with XLR, Rotable Tie Clip, Dual Tie Clip, Snap-Fit Windscreen | 344 | 292.4
MX184 | Supercardioid Condenser Lavalier Microphone with 4’ (1.2m) attached cable, Belt-Clip Preamp with XLR, Rotable Tie Clip, Dual Tie Clip, Snap-Fit Windscreen | 344 | 292.4
MX185 | Cardioid Condenser Lavalier Microphone with 4’ (1.2m) attached cable, Belt-Clip Preamp with XLR, Rotable Tie Clip, Dual Tie Clip, Snap-Fit Windscreen | 344 | 292.4
MX202B/C | Cardioid Black Mini-Condenser for Overhead Miking, 30 Cable, In-Line Preamp with XLR Microphone Stand Adapter | 326 | 277.1
MX202B/MS | Black Mini-Condenser for Overhead Miking with MINI SHOTGUN cartridge - In-line Preamp | 386 | 328.1
MX202B/N | No Cartridge - Black Mini-Condenser for Overhead Miking, 30 Cable, In-Line Preamp with XLR Microphone Stand Adapter | 240 | 204
MX202B/S | Supercardioid - Black Mini-Condenser for Overhead Miking, 30 Cable, In-Line Preamp with XLR Microphone Stand Adapter | 326 | 277.1
MX202BP/C | Cardioid - Black Mini-Condenser for Overhead Miking, 30' Unterminated Cable, Plate Mount Preamp with Screw Terminals | 326 | 277.1
MX202BP/MS | Black Mini-Condenser for Overhead Miking with MINI SHOTGUN cartridge - Backplate Preamp | 386 | 328.1
MX202BP/N | No Cartridge - Black Mini-Condenser for Overhead Miking, 30' Unterminated Cable, Plate Mount Preamp with Screw Terminals | 240 | 204
MX202BP/S | Supercardioid - Black Mini-Condenser for Overhead Miking, 30' Unterminated Cable, Plate Mount Preamp with Screw Terminals | 326 | 277.1
MX202W-A/C | MICROPHONE | 326 | 277.1
MX202W-A/MS | MICROPHONE | 386 | 328.1
MX202W-A/N | MICROPHONE | 240 | 204
MX202W-A/S | MICROPHONE | 326 | 277.1
MX202WP-A/C | MICROPHONE | 326 | 277.1
MX202WP-A/MS | MICROPHONE | 386 | 328.1
MX202WP-A/N | MICROPHONE | 240 | 204
MX202WP-A/S | MICROPHONE | 326 | 277.1
MX391/C | Cardioid - Miniature Black Condenser Boundary Microphone, 12' Attached Cable Detachable preamp with XLR | 320 | 272
MX391/O | Omnidirectional - Miniature Black Condenser Boundary Microphone, 12' Attached Cable Detachable preamp with XLR | 320 | 272
MX391/S | Supercardioid - Miniature Black Condenser Boundary Microphone, 12' Attached Cable Detachable preamp with XLR | 320 | 272
MX391W-A/C | Cardioid - Miniature White Condenser Boundary Microphone, 12' Attached Cable, Detachable Preamp with XLR | 320 | 272
MX391W-A/O | Omnidirectional - Miniature White Condenser Boundary Microphone, 12' Attached Cable, Detachable Preamp with XLR | 320 | 272
MX391W-A/S | Supercardioid - Miniature White Condenser Boundary Microphone, 12' Attached Cable, Detachable Preamp with XLR | 320 | 272
MX392/C | Cardioid - Condenser Boundary Microphone, Built-in Preamp, Attached 12' Unterminated Cable, Logic Functions, Programmable Switch and LED Indicator | 402 | 341.7
MX392/O | Omnidirectional - Condenser Boundary Microphone, Built-in Preamp, Attached 12' Unterminated Cable, Logic Functions, Programmable Switch and LED Indicator | 402 | 341.7
MX392/S | Supercardioid - Condenser Boundary Microphone, Built-in Preamp, Attached 12' Unterminated Cable, Logic Functions, Programmable Switch and LED Indicator | 402 | 341.7
MX392BE/C | Cardioid - Condenser Boundary Microphone, Built-in Preamp, Attached 12' Unterminated Bottom-exit Cable, Logic Functions, Programmable Switch and LED Indicator | 402 | 341.7
MX392BE/O | Omnidirectional - Condenser Boundary Microphone, Built-in Preamp, Attached 12' Unterminated Bottom-exit Cable, Logic Functions, Programmable Switch and LED Indicator | 402 | 341.7
MX392BE/S | Supercardioid - Condenser Boundary Microphone, Built-in Preamp, Attached 12' Unterminated Bottom-exit Cable, Logic Functions, Programmable Switch and LED Indicator | 402 | 341.7
MX393/C | Cardioid - Condenser Boundary Microphone, Built-in Preamp, 12' 3-pin Mini Connector (TA3F) to XLR Cable, Programmable Switch and LED Indicator | 402 | 341.7
MX393/O | Omnidirectional - Condenser Boundary Microphone, Built-in Preamp, 12' 3-pin Mini Connector (TA3F) to XLR Cable, Programmable Switch and LED Indicator | 402 | 341.7
MX393/S | Supercardioid - Condenser Boundary Microphone, Built-in Preamp, 12' 3-pin Mini Connector (TA3F) to XLR Cable, Programmable Switch and LED Indicator | 402 | 341.7
MX395AL/BI | Brushed Aluminum Low Profile Boundary Mic, Bi-Directional, 3-pin XLR | 312 | 265.2
MX395AL/BI-LED | Bushed Aluminum Button Mic, BIDIRECTIONAL, remoteable LED, 5-Pin XLR (Female Connector Included) | 348 | 295.8
MX395AL/C | Brushed Aluminum Low Profile Boundary Mic, Cardioid, 3-pin XLR | 296 | 251.6
MX395AL/C-LED | Bushed Aluminum Button Mic, CARDIOID, remoteable LED, 5-Pin XLR (Female Connector Included) | 312 | 265.2
MX395AL/O | Brushed Aluminum Low Profile Boundary Mic, Omni, 3-pin XLR | 296 | 251.6
MX395AL/O-LED | Bushed Aluminum Button Mic, OMNIDIRECTIONAL, remoteable LED, 5-Pin XLR (Female Connector Included) | 312 | 265.2
MX395B/BI | Black Low Profile Boundary Mic, Bi-Directional, 3-pin XLR | 312 | 265.2
MX395B/BI-LED | Black Low Profile Boundary Mic, Bi-Directional, remoteable LED, 5-pin XLR (female connector included) | 348 | 295.8
MX395B/C | Black Low Profile Boundary Mic, Cardioid, 3-pin XLR | 296 | 251.6
MX395B/C-LED | Black Low Profile Boundary Mic, Cardioid, remoteable LED, 5-pin XLR (female connector included) | 312 | 265.2
MX395B/O | Black Low Profile Boundary Mic, Omni, 3-pin XLR | 296 | 251.6
MX395B/O-LED | Black Low Profile Boundary Mic, Omni, remoteable LED, 5-pin XLR (female connector included) | 312 | 265.2
MX395W/BI | White Button Mic, BIDIRECTIONAL, 3-Pin XLR | 312 | 265.2
MX395W/BI-LED | White Button Mic, BIDIRECTIONAL, remoteable LED, 5-Pin XLR (Female Connector Included) | 348 | 295.8
MX395W/C | White Button Mic, CARDIOID, 3-Pin XLR | 296 | 251.6
MX395W/C-LED | White Button Mic, CARDIOID, remoteable LED, 5-Pin XLR (Female Connector Included) | 312 | 265.2
MX395W/O | White Low Profile Boundary Mic, 3-pin XLR | 296 | 251.6
MX395W/O-LED | White Button Mic, OMNIDIRECTIONAL, remoteable LED, 5-Pin XLR (Female Connector Included) | 312 | 265.2
MX396/C-DUAL | Dual-Element 0-180 degree, Back or Bottom Exit Cable, Mute Output, LED Input, requires two mixer channels | 702 | 596.7
MX396/C-TRI | Tri-Element Mic, Adjustable to 300 Degrees or 360 Degrees Coverage, Back or Bottom Exit Cable, Mute Output, LED Input, require three mixer channels | 862 | 732.7
MX400DP | Small Desktop Base with input, switched preamplifier, programmable logic switch and LED. Supports standard and light ring microphones | 362 | 307.7
MX400SMP | Installed Shock Mount Preamplifier sold seperately for MX405/10 mics, coverplate, 5-pin XLR (female connector included) Supports standard and light ring microphones | 194 | 164.9
MX405/C | 5" Shock-Mounted Gooseneck, Cardioid, includes surface mount preamplifier | 478 | 406.3
MX405/MS | 5" Shock-mounted Gooseneck, MINI SHOTGUN, no LED, Less Preamplifier | 542 | 460.7
MX405/N | MICROPHONE, GOOSENECK W/PREAMP | 372 | 316.2
MX405/S | 5" Shock-Mounted Gooseneck, Supercardioid, includes surface mount preamplifier | 478 | 406.3
MX405LP/C | 5" Shock-Mounted Gooseneck, Cardioid, Less Preamplifier | 352 | 299.2
MX405LP/MS | 5" Shock-mounted Gooseneck, MINI SHOTGUN, with LED ring AT BOTTOM, Less Preamplifier | 422 | 358.7
MX405LP/N | MICROPHONE, GOOSENECK NO PREAMP | 266 | 226.1
MX405LP/S | 5" Shock-Mounted Gooseneck, Supercardioid, less Preamplifier | 352 | 299.2
MX405R/MS | 5" Shock-mounted Gooseneck, MINI SHOTGUN, with LED ring ON TOP, with Preamplifier | 542 | 460.7
MX405R/N | 5" Shock-Mounted Gooseneck, No Capsule, with LED ring, includes surface mount preamplifier | 394 | 334.9
MX405RLP/C | 5" Shock-mounted Gooseneck, CARDIOID, with LED ring, Less Preamplifier | 358 | 304.3
MX405RLP/MS | 5" Shock-mounted Gooseneck, MINI SHOTGUN, with LED ring ON TOP, Less Preamplifier | 422 | 358.7
MX405RLP/N | 5" Shock-Mounted Gooseneck, No Capsule, with LED ring, Less Preamplifier | 274 | 232.9
MX405RLP/S | 5" Shock-mounted Gooseneck, SUPERCARDIOID, with LED ring, Less Preamplifier | 358 | 304.3
MX405WLP/C-VBDL | SOFT BUNDLE MX405WLP/N + R185W-A | 306 | 260.1
MX405WLP/N | MICROPHONE, GOOSENECK NO PREAMP | 266 | 226.1
MX405WRLP/C-VBDL | SOFT BUNDLE MX405WRLP/N + R185W-A | 322 | 273.7
MX405WRLP/N | MICROPHONE, GOOSENECK NO PREAMP | 274 | 232.9
MX410/C | 10" Shock-Mounted Gooseneck, Cardioid, includes surface mount preamplifier | 478 | 406.3
MX410/N | MICROPHONE, GOOSENECK W/PREAMP | 372 | 316.2
MX410/S | 10" Shock-Mounted Gooseneck, Supercardiod, includes surface mount preamplifier | 478 | 406.3
MX410LP/C | 10" Shock-Mounted Gooseneck, Cardiod, less Preamplifier | 352 | 299.2
MX410LP/N | MICROPHONE, GOOSENECK NO PREAMP | 266 | 226.1
MX410LP/S | 10" Shock-Mounted Gooseneck, Supercardiod, less Preamplifier | 352 | 299.2
MX410LPDF/C | 10" Shock-Mounted Gooseneck, Green/Red LED Ring at bottom, Less Preamplifier, Dual Flexible, Cardioid | 352 | 299.2
MX410LPDF/S | 10" Shock-Mounted Gooseneck, Green/Red LED Ring at bottom, Less Preamplifier, Dual Flexible, Supercardioid | 352 | 299.2
MX410R/C | MICROPHONE, GOOSENECK W/PREAMP | 456 | 387.6
MX410R/N | 10" Shock-Mounted Gooseneck, No Capsule, with LED ring, includes shock-mount/preamplifier | 394 | 334.9
MX410RLP/C | 10" Shock-mounted Gooseneck, CARDIOID, with LED ring, Less Preamplifier | 358 | 304.3
MX410RLP/N | 10" Shock-Mounted Gooseneck, No Capsule, with LED ring, Less Preamplifier | 274 | 232.9
MX410RLP/S | 10" Shock-mounted Gooseneck, SUPERCARDIOID, with LED ring, Less Preamplifier | 358 | 304.3
MX410RLPDF/C | 10" Shock-Mounted Gooseneck, Red LED Ring on top, Less Preamplifier, Dual Flexible, Cardioid | 358 | 304.3
MX410RLPDF/S | 10" Shock-Mounted Gooseneck, Red LED Ring on top, Less Preamplifier, Dual Flexible, Supercardioid | 358 | 304.3
MX410WLP/C-VBDL | SOFT BUNDLE MX410WLP/N + R185W-A | 426 | 362.1
MX410WLP/N | MICROPHONE, GOOSENECK NO PREAMP | 266 | 226.1
MX410WLPDF/N | 10" GOOSENECK MICROPHONE, LESS PREAMP | 266 | 226.1
MX410WRLP/N | MICROPHONE, GOOSENECK NO PREAMP | 274 | 232.9
MX410WRLPDF/N | 10" GOOSENECK MICROPHONE, LESS PREAMP | 274 | 232.9
MX412/C | Cardioid-12" Gooseneck Condenser Microphone, Attached Preamp with XLR Shock Mount Flange, Mount Snap-Fit Foam Windscreen | 376 | 319.6
MX412/N | No Cartridge-12" Gooseneck Condenser Microphone, Attached Preamp with XLR Shock Mount Flange, Mount Snap-Fit Foam Windscreen | 286 | 243.1
MX412/S | Supercardioid-12" Gooseneck Condenser Microphone, Attached Preamp with XLR Shock Mount Flange, Mount Snap-Fit Foam Windscreen | 376 | 319.6
MX412D/C | Cardioid-12" Desktop Gooseneck Condenser Microphone, Attached 10´ XLR Cable, Logic Functions, Programmable Switch and LED Indicator, Attached Desktop Base | 478 | 406.3
MX412D/N | No Cartridge-12" Desktop Gooseneck Condenser Microphone Attached 10´ XLR Cable, Logic Functions, Programmable Switch and LED Indicator, Attached Desktop Base | 394 | 334.9
MX412D/S | Supercardioid-12" Desktop Gooseneck Condenser Microphone Attached 10´ XLR Cable, Logic Functions, Programmable Switch and LED Indicator, Attached Desktop Base | 478 | 406.3
MX412S/C | Cardioid-12" Gooseneck Condenser Microphone, Attached Preamp with XLR, Shock Mount, Flange Mount, Snap-Fit Foam Windscreen, Mute Switch, LED Indicator | 376 | 319.6
MX412S/N | 12" Gooseneck Condenser Microphone, Attached Preamp with XLR, Shock Mount, Flange Mount, Snap-Fit Foam Windscreen, Mute Switch, LED Indicator (NO CARTRIDGE) | 286 | 243.1
MX412S/S | Supercardioid-12" Gooseneck Condenser Microphone, Attached Preamp with XLR, Shock Mount, Flange Mount, Snap-Fit Foam Windscreen, Mute Switch, LED Indicator | 376 | 319.6
MX412SE/C | Cardioid-12" Gooseneck Condenser Microphone, Shock Mount, Flange Mount, 10’ Side-Exit Cable (or Bottom-Exit) Cable, Snap-Fit Foam Windscreen, In-Line Preamp | 376 | 319.6
MX412SE/N | No Cartridge-12" Gooseneck Condenser Microphone, Shock Mount, Flange Mount, 10’ Side-Exit Cable (or Bottom-Exit) Cable, Snap-Fit Foam Windscreen, In-Line Preamp | 286 | 243.1
MX412SE/S | Supercardioid-12" Gooseneck Condenser Microphone, Shock Mount, Flange Mount, 10’ Side-Exit Cable (or Bottom-Exit) Cable, Snap-Fit Foam Windscreen, In-Line Preamp | 376 | 319.6
MX415/C | 15" Shock-Mounted Gooseneck, Cardioid, includes surface mount Preamplifier | 478 | 406.3
MX415/S | 15" Shock-Mounted Gooseneck, Supercardioid, includes surface mount Preamplifier | 478 | 406.3
MX415DUAL/C | MICROFLEX 15" DUAL Cardioid Gooseneck | 1078 | 916.3
MX415LP/C | 15" Shock-Mounted Gooseneck, Cardioid, Less Preamplifier | 352 | 299.2
MX415LP/N | MICROPHONE, GOOSENECK NO PREAMP | 266 | 226.1
MX415LP/S | 15" Shock-Mounted Gooseneck, Supercardioid, Less Preamplifier | 352 | 299.2
MX415LPDF/C | 15" Shock-Mounted Gooseneck, Green/Red LED Ring at bottom, Less Preamplifier, Dual Flexible, Cardioid | 352 | 299.2
MX415LPDF/S | 15" Shock-Mounted Gooseneck, Green/Red LED Ring at bottom, Less Preamplifier, Dual Flexible, Supercardioid | 352 | 299.2
MX415R/C | MICROPHONE, GOOSENECK W/PREAMP | 334 | 283.9
MX415R/N | 15" Shock-Mounted Gooseneck, No Capsule, with LED ring, includes surface mount preamplifier | 394 | 334.9
MX415RLP/C | MICROPHONE, GOOSENECK NO PREAMP | 352 | 299.2
MX415RLP/N | 15” Shock-Mounted Gooseneck, No Capsule, without preamplifier | 274 | 232.9
MX415RLP/S | MICROPHONE, GOOSENECK NO PREAMP | 352 | 299.2
MX415RLPDF/C | 15" Shock-Mounted Gooseneck, Red LED Ring on top, Less Preamplifier, Dual Flexible, Cardioid | 352 | 299.2
MX415RLPDF/N | 15" GOOSENECK MICROPHONE, LESS PREAMP | 274 | 232.9
MX415RLPDF/S | 15" Shock-Mounted Gooseneck, Red LED Ring on top, Less Preamplifier, Dual Flexible, Supercardioid | 352 | 299.2
MX415WLP/N | MICROPHONE, GOOSENECK NO PREAMP | 266 | 226.1
MX415WLPDF/N | 15" GOOSENECK MICROPHONE, LESS PREAMP | 266 | 226.1
MX415WRLP/N | MICROPHONE, GOOSENECK NO PREAMP | 274 | 232.9
MX415WRLPDF/N | 15" GOOSENECK MICROPHONE, LESS PREAMP | 274 | 232.9
MX418/C | Cardioid-18" Gooseneck Condenser Microphone, Attached Preamp with XLR, Shock Mount, Flange Mount, Snap-Fit Foam Windscreen | 376 | 319.6
MX418/N | No Cartridge-18" Gooseneck Condenser Microphone, Attached Preamp with XLR, Shock Mount, Flange Mount, Snap-Fit Foam Windscreen | 286 | 243.1
MX418/S | Supercardioid-18" Gooseneck Condenser Microphone, Attached Preamp with XLR, Shock Mount, Flange Mount, Snap-Fit Foam Windscreen | 376 | 319.6
MX418D/C | Cardioid-18" Desktop Gooseneck Condenser Microphone, Attached 10´ XLR Cable, Logic Functions, Programmable Switch and LED Indicator, Attached Desktop Base | 478 | 406.3
MX418D/N | No Cartridge-18" Desktop Gooseneck Condenser Microphone, Attached 10´ XLR Cable, Logic Functions, Programmable Switch and LED Indicator, Attached Desktop Base | 394 | 334.9
MX418D/S | Supercardioid-18" Desktop Gooseneck Condenser Microphone, Attached 10´ XLR Cable, Logic Functions, Programmable Switch and LED Indicator, Attached Desktop Base | 478 | 406.3
MX418S/C | Cardioid-18" Gooseneck Condenser Microphone, Attached Preamp with XLR, Shock Mount, Flange Mount, Snap-Fit Foam Windscreen, Mute Switch, LED Indicator | 376 | 319.6
MX418S/N | No Cartridge-18" Gooseneck Condenser Microphone, Attached Preamp with XLR, Shock Mount, Flange Mount, Snap-Fit Foam Windscreen, Mute Switch, LED Indicator | 286 | 243.1
MX418S/S | Supercardioid-18" Gooseneck Condenser Microphone, Attached Preamp with XLR, Shock Mount, Flange Mount, Snap-Fit Foam Windscreen, Mute Switch, LED Indicator | 376 | 319.6
MX418SE/C | Cardioid-18" Gooseneck Condenser Microphone, Shock Mount, Flange Mount, 10 Side-Exit (or Bottom-Exit) Cable, Snap-Fit Foam Windscreen, In-Line Preamp | 376 | 319.6
MX418SE/N | No Cartridge-18" Gooseneck Condenser Microphone, Shock Mount, Flange Mount, 10 Side-Exit (or Bottom-Exit) Cable, Snap-Fit Foam Windscreen, In-Line Preamp | 286 | 243.1
MX418SE/S | Supercardioid-18" Gooseneck Condenser Microphone, Shock Mount, Flange Mount, 10 Side-Exit (or Bottom-Exit) Cable, Snap-Fit Foam Windscreen, In-Line Preamp | 376 | 319.6
MX424/C | Gooseneck, 24" with cardioid | 356 | 302.6
MX424/N | Gooseneck, 24" without capsule | 270 | 229.5
MX424/S | Gooseneck, 24" with supercardioid | 356 | 302.6
MXA310AL | TABLE ARRAY,ALM | 1474 | 1252.9
MXA310AL-P300-P | MXA310AL and P300-IMX | 4064 | 3454.4
MXA310AL-USB-P | MXA310AL AND ANIUSB-MATRIX | 2496 | 2121.6
MXA310B | TABLE ARRAY,BLK | 1474 | 1252.9
MXA310B-P300-P | MXA310B and P300-IMX | 4064 | 3454.4
MXA310B-USB-P | MXA310B AND ANIUSB-MATRIX | 2496 | 2121.6
MXA310W | TABLE ARRAY,WHT | 1474 | 1252.9
MXA310W-P300-P | MXA310W AND P300-IMX | 4064 | 3454.4
MXA310W-USB-P | MXA310AL AND ANIUSB-MATRIX | 2496 | 2121.6
MXA710AL-2FT | LINEAR ARRAY MIC, ALUMINUM, 2 FT | 3402 | 2891.7
MXA710AL-4FT | LINEAR ARRAY MIC, ALUMINUM, 4 FT | 4312 | 3665.2
MXA710B-2FT | LINEAR ARRAY MIC, BLACK, 2 FT | 3402 | 2891.7
MXA710B-4FT | LINEAR ARRAY MIC, BLACK, 4 FT | 4312 | 3665.2
MXA710W-2FT | LINEAR ARRAY MIC, WHITE, 2 FT | 3402 | 2891.7
MXA710W-4FT | LINEAR ARRAY MIC, WHITE, 4 FT | 4312 | 3665.2
MXA920AL-R | Ceiling Array Microphone, Round, Aluminum | 4732 | 4022.2
MXA920ALR+P300-V | Bundle: 1 MXA920AL-R and 1 P300-IMX | 7322 | 6223.7
MXA920AL-R+USB-V | Bundle: 1 MXA920AL-R and 1 ANIUSB-MATRIX | 5754 | 4890.9
MXA920B-R | Ceiling Array Microphone, Round, Black | 4732 | 4022.2
MXA920B-R+P300-V | Bundle: 1 MXA920B-R and 1 P300-IMX | 7322 | 6223.7
MXA920B-R+USB-V | Bundle: 1 MXA920B-R and 1 ANIUSB-MATRIX | 5754 | 4890.9
MXA920W-R | Ceiling Array Microphone, Round, White | 4732 | 4022.2
MXA920W-R+P300-V | Bundle: 1 MXA920W-R and 1 P300-IMX | 7322 | 6223.7
MXA920W-R+USB-V | Bundle: 1 MXA920W-R and 1 ANIUSB-MATRIX | 5754 | 4890.9
MXA920W-S | Ceiling Array Microphone, Square, White, 24 inch | 4732 | 4022.2
MXA920W-S+P300-V | Bundle: 1 MXA920W-S and 1 P300-IMX | 7322 | 6223.7
MXA920W-S+USB-V | Bundle: 1 MXA920W-S and 1 ANIUSB-MATRIX | 5754 | 4890.9
MXA-NMB | NETWORK MUTE BUTTON | 592 | 503.2
MXA-NMB/BLANK | NETWORK MUTE BUTTON - BLANK | 592 | 503.2
MXC406/MS | 6" gooseneck mic for MXC & MXCW, with MINI SHOTGUN cartridge, GSM immune | 372 | 316.2
MXC416/C | Cardioid Gooseneck Microphone (16 in/40 cm) with flexible bottom section, bi-color LED, 10-pin connector, and foam windscreen, for MXC, MXCW conference units; black | 314 | 266.9
MXC416DF/C | Cardioid Dual-Flex Gooseneck Microphone (16 in/40 cm) with flexible top and bottom sections, bi-color LED, 10-pin connector, and foam windscreen, for MXC, MXCW conference units; black | 314 | 266.9
MXC420/C | Cardioid Gooseneck Microphone (20 in/50 cm) with flexible bottom section, bi-color LED, 10-pin connector, and foam windscreen, for MXC, MXCW conference units; black | 314 | 266.9
MXC420DF/C | Cardioid Dual-Flex Gooseneck Microphone (20 in/50 cm) with flexible top and bottom sections, bi-color LED, 10-pin connector, and foam windscreen, for MXC, MXCW conference units; black | 314 | 266.9
MXC425/C | MXC 25" GOOSENECK MICROPHONE, BTM FLEX | 314 | 266.9
MXC425DF/C | MXC 25" GOOSENECK MICROPHONE, DUAL FLEX | 314 | 266.9
MXCW640 | Wireless Conference Unit with 4.3 inch color touchscreen for voting, interpretation channel selection, and conference information, integrated NFC ID card reader, chairman, delegate, listener, and ambient modes, integrated loudspeaker, 10-pin microphone connector, 2 3.5mm headphone jacks with volume controls. Includes SB930 rechargeable Li-Ion battery. | 2268 | 1927.8
MXCW-ACC-A/B | A/B BUTTONS FOR MXCW640, QTY 10 | 114 | 96.9
MXCW-ACC-CM | CHAIRMAN BUTTON SET FOR MXCW640 | 36 | 30.6
MXCW-ACC-M | MUTE BUTTON FOR MXCW640, QTY 10 | 60 | 51
MXCW-ACC-RPY | REPLY BUTTON FOR MXCW640, QTY 10 | 60 | 51
MXCWAPT-A | Access Point Transceiver for US only; manages audio routing, frequency coordination, and system control for up to 125 wireless conference units; includes 10 DanteTM inputs/outputs and analog XLR inputs/outputs; requires Power-over-Ethernet. Includes paintable cover and wall/ceiling mounting plate. | 5674 | 4822.9
MXCWAPT-B | WIRELESS ACCESS POINT 5/2.4GHZ, Can/Mex | 5674 | 4822.9
MXCWAPT-IL | WIRELESS ACCESS POINT 5GHZ/2.4GHZ,Israel | 5674 | 4822.9
MXCWAPT-W | WIRELESS ACCESS POINT 5GHZ/2.4GHZ,World | 5674 | 4822.9
MXCWNCS-AR | NETWORKED CHARGING STATION, 10BAY SB930 | 1702 | 1446.7
MXCWNCS-BR | NETWORKED CHARGING STATION, 10BAY SB930 | 1702 | 1446.7
MXCWNCS-US | NETWORKED CHARGING STATION, 10BAY SB930, US IEC POWER CORD | 1702 | 1446.7
MXN5W-C | 5.25 INCH WHITE CEILING DANTE LOUDSPEAKER | 680 | 578
MXN5W-C+TB-V | SOFT BUNDLE - MXN5W-C + A-MXN5-TB | 704 | 598.4
MXW1/O=-Z10 | Bodypack Transmitter with Integrated Omnidirectional Microphone and 4-Pin Mini Connector (TA4M) (Includes one SB901 Battery) | 874 | 742.9
MXW1/O=-Z11 | Bodypack Transmitter with Integrated Omnidirectional Microphone and 4-Pin Mini Connector (TA4M) (Includes one SB901 Battery) | 874 | 742.9
MXW2/BETA58=-Z10 | Handheld Transmitter with BETA58® Microphone (Includes one SB902 Battery) | 962 | 817.7
MXW2/SM58=-Z10 | Handheld Transmitter with SM58® Microphone (Includes one SB902 Battery) | 854 | 725.9
MXW2/SM86=-Z10 | Handheld Transmitter with SM86 Microphone (Includes one SB902 Battery) | 962 | 817.7
MXW2/VP68=-Z10 | Handheld Transmitter with VP68 Microphone (Includes one SB902 Battery) | 1016 | 863.6
MXW6/C=-Z10 | BOUNDARY TRANSCEIVER, CARDIOID | 990 | 841.5
MXW6/O=-Z10 | BOUNDARY TRANSCEIVER, OMNI | 990 | 841.5
MXW6W/C=-Z10 | BOUNDARY TRANSCEIVER, CARDIOID, WHITE | 990 | 841.5
MXW6W/O=-Z10 | BOUNDARY TRANSCEIVER, OMNI, WHITE | 990 | 841.5
MXW8=-Z10 | DESKTOP BASE TRANSCEIVER | 910 | 773.5
MXW8W=-Z10 | DESKTOP BASE TRANSCEIVER | 910 | 773.5
MXWANI4 | 4-CH NETWORK INTERFACE | 1828 | 1553.8
MXWANI8 | 8-CH NETWORK INTERFACE | 1954 | 1660.9
MXWAPT2=-Z10 | 2-CH ACCESS POINT TRANSCEIVER | 2044 | 1737.4
MXWAPT2-Z10+USB-P | MXWAPT2=-Z10 and ANIUSB-MATRIX | 3066 | 2606.1
MXWAPT4=-Z10 | 4-CH ACCESS POINT TRANSCEIVER | 4124 | 3505.4
MXWAPT4-Z10+USB-P | MXWAPT4=-Z10 and ANIUSB-MATRIX | 5146 | 4374.1
MXWAPT8=-Z10 | 8-CH ACCESS POINT TRANSCEIVER | 5334 | 4533.9
MXWAPT8-Z10+P300-P | MXWAPT8=-Z10 and P300-IMX | 7924 | 6735.4
MXWNCS2 | 2-CH NETWORKED CHARGING STATION | 910 | 773.5
MXWNCS4 | 4-CH NETWORKED CHARGING STATION | 2158 | 1834.3
MXWNCS8 | 8-CH NETWORKED CHARGING STATION | 2780 | 2363
P10R+=-G10 | Diversity Bodypack Receiver for Shure PSM 1000 Personal Monitor System | 1149 | 976.65
P10R+=-H22 | Diversity Bodypack Receiver for Shure PSM 1000 Personal Monitor System | 1149 | 976.65
P10R+=-J8A | Diversity Bodypack Receiver for Shure PSM 1000 Personal Monitor System | 1149 | 976.65
P10R+=-L8 | PSM1000 DIVERSITY BODYPACK RECEIVER | 1149 | 976.65
P10R+=-X55 | Diversity Bodypack Receiver for Shure PSM 1000 Personal Monitor System | 1149 | 976.65
P10T=-G10 | PSM®1000 Dual Rack Unit Transmiitter | 4075 | 3463.75
P10T=-H22 | PSM®1000 Dual Rack Unit Transmiitter | 4075 | 3463.75
P10T=-J8A | Dual Transmitter for Shure PSM 1000 Personal Monitor System | 4075 | 3463.75
P10T=-L8 | P10T=-L8 WIRELESS TRANSMITTER | 4075 | 3463.75
P10T=-X55 | Dual Transmitter for Shure PSM 1000 Personal Monitor System | 4075 | 3463.75
P10TR+425CL-G10 | Shure PSM 1000 Personal Monitor System with Dual Transmitter, Two Diversity Bodypack Receivers and Two SE425 Earphones | 6700 | 5695
P10TR+425CL-H22 | Shure PSM 1000 Personal Monitor System with Dual Transmitter, Two Diversity Bodypack Receivers and Two SE425 Earphones | 6700 | 5695
P10TR+425CL-J8A | Shure PSM 1000 Personal Monitor System with Dual Transmitter, Two Diversity Bodypack Receivers and Two SE425 Earphones | 6700 | 5695
P300-IMX | Audio Conferencing Processor | 2590 | 2201.5
P3R=-G20 | PSM300 Wireless Bodypack Receiver | 449 | 381.65
P3R=-H20 | PSM300 BODYPACK RECEIVER | 449 | 381.65
P3R=-J13 | PSM300 Wireless Bodypack Receiver | 449 | 381.65
P3RA=-G20 | PSM300 Professional Bodypack Receiver | 589 | 500.65
P3RA=-H20 | PSM300 PROFESSIONAL BODYPACK RECEIVER | 589 | 500.65
P3RA=-J13 | PSM300 Professional Bodypack Receiver | 589 | 500.65
P3T=-G20 | PSM300 Wireless Transmitter | 469 | 398.65
P3T=-H20 | PSM300 WIRELESS TRANSMITTER | 469 | 398.65
P3T=-J13 | PSM300 Wireless Transmitter | 469 | 398.65
P3TR112GR-G20 | PSM300 Wireless System With SE112-GR Earphones | 949 | 806.65
P3TR112GR-H20 | PSM300 SYSTEM, WITH SE112-GR EARPHONES | 949 | 806.65
P3TR112GR-J13 | PSM300 Wireless System With SE112-GR Earphones | 949 | 806.65
P3TR112TW-G20 | PSM300 Twin Pack | 1399 | 1189.15
P3TR112TW-H20 | PSM300 Twin Pack | 1399 | 1189.15
P3TR112TW-J13 | PSM300 TWIN PACK WITH EARPHONES | 1399 | 1189.15
P3TRA215CL-G20 | PSM300 Wireless System With SE215-CL Earphones | 1069 | 908.65
P3TRA215CL-H20 | PSM300 SYSTEM, PRO BODYPACK W/ SE215-CL | 1069 | 908.65
P3TRA215CL-J13 | PSM300 Wireless System With SE215-CL Earphones | 1069 | 908.65
P3TRA215TWP-G20 | PSM300 TWIN PACK PRO WITH EARPHONES | 1799 | 1529.15
P3TRA215TWP-H20 | PSM300 TWIN PACK PRO WITH EARPHONES | 1799 | 1529.15
P3TRA215TWP-J13 | PSM300 TWIN PACK PRO WITH EARPHONES | 1799 | 1529.15
P9HW= | PSM900 Wired Bodypack Personal Monitor | 688 | 584.8
P9RA+=-G6 | Rechargeable Bodypack Receiver for Shure PSM 900 Personal Monitor System | 993 | 844.05
P9RA+=-G7 | Rechargeable Bodypack Receiver for Shure PSM 900 Personal Monitor System | 993 | 844.05
P9RA+=-H21 | PSM900 BODYPACK RECEIVER | 993 | 844.05
P9RA+=-L6 | PSM900 BODYPACK RECEIVER | 993 | 844.05
P9RA+=-X55 | Bodypack Receiver for Shure PSM 900 Personal Monitor System | 993 | 844.05
P9T=-G6 | PSM ® 900 Transmitter | 1071 | 910.35
P9T=-G7 | PSM ® 900 Transmitter | 1071 | 910.35
P9T=-H21 | P9T WIRELESS TRANSMITTER | 1071 | 910.35
P9T=-L6 | P9T WIRELESS TRANSMITTER | 1071 | 910.35
P9T=-X55 | Transmitter for Shure PSM 900 Personal Monitor System | 1071 | 910.35
P9TRA+425CL-G6 | Shure PSM 900 Personal Monitor System with Rackmountable Transmitter, Rechargeable Bodypack Receiver and SE425 Earphones | 2294 | 1949.9
P9TRA+425CL-G7 | Shure PSM 900 Personal Monitor System with Rackmountable Transmitter, Rechargeable Bodypack Receiver and SE425 Earphones | 2294 | 1949.9
P9TRA+425CL-H21 | PSM900 SYSTEM P9TRA+425CL | 2294 | 1949.9
P9TRA+425CL-L6 | PSM900 SYSTEM P9TRA+425CL | 2294 | 1949.9
PA301 | Water resistant cover for P9RA and P10R | 48 | 40.8
PA411 | Four Port Antenna Combiner | 983 | 835.55
PA421B | Four-channel Antenna Combiner, 470-865 MHz | 2243 | 1906.55
PA421BX | Four-channel Antenna Combiner, 865-960 MHz | 2243 | 1906.55
PA720 | 10' Input Cable for the P6HW Hardwired Bodypack (5 Pin LEMO Connector to L & R female XLR Connectors) | 127 | 107.95
PA725 | 10' Coaxial Cable (RG-58/U) with BNC Connectors | 24 | 20.4
PA805DB-RSMA | The PA805DB-RSMA Dual Band Passive Directional Antenna improves in up to 8dB the reception of half-rack GLXD4R+ receivers and of the GLXD+FMDB Dual Band Frequency Manager. | 355 | 301.75
PA805SWB | Passive Directional Antenna (470-952 MHz) Includes 10' BNC/BNC Cable | 373 | 317.05
PA805X | Passive Directional Antenna (944-952 MHz) | 373 | 317.05
PA821B | Eight-channel Antenna Combiner, 470-865 MHz | 5886 | 5003.1
PA821BX | Eight-channel Antenna Combiner, 865-960 MHz | 5886 | 5003.1
PGA181-LC | Side-address cardioid condenser microphone - less cable | 129 | 109.65
PGA181-XLR | Side-address cardioid condenser microphone - XLR-XLR cable | 139 | 118.15
PGA27-LC | Large-diaphragm side-address cardioid condenser microphone with shock-mount and carrying case - less cable | 299 | 254.15
PGA31-TQG | PGA31 Performance Headset Condenser Microphone | 69 | 58.65
PGA48-LC | Cardioid dynamic vocal microphone - less cable | 49 | 41.65
PGA48-QTR | Cardioid dynamic vocal microphone - XLR-QTR cable | 62 | 52.7
PGA48-XLR | Cardioid dynamic vocal microphone - XLR-XLR cable | 62 | 52.7
PGA52-LC | Cardioid swivel-mount dynamic kick-drum microphone - less cable | 149 | 126.65
PGA52-XLR | Cardioid swivel-mount dynamic kick-drum microphone - XLR-XLR cable | 157 | 133.45
PGA56-LC | Cardioid swivel-mount dynamic snare/tom microphone - AP56DM drum mount, less cable | 89 | 75.65
PGA56-XLR | Cardioid swivel-mount dynamic snare/tom microphone - AP56DM drum mount, XLR-XLR cable | 95 | 80.75
PGA57-LC | Cardioid dynamic instrument microphone - less cable | 79 | 67.15
PGA57-XLR | Cardioid dynamic instrument microphone - XLR-XLR cable | 85 | 72.25
PGA58BTS | HANDHELD MIC W/STAND | 129 | 109.65
PGA58-LC | Cardioid dynamic vocal microphone - less cable | 79 | 67.15
PGA58-QTR | Cardioid dynamic vocal microphone - XLR-QTR cable | 85 | 72.25
PGA58-XLR | Cardioid dynamic vocal microphone - XLR-XLR cable | 85 | 72.25
PGA81-LC | Cardioid dynamic instrument microphone - less cable | 169 | 143.65
PGA81-XLR | Cardioid dynamic instrument microphone - XLR-XLR cable | 175 | 148.75
PGA98D-LC | Cardioid condenser gooseneck drum microphone - AP98DM drum mount, less cable | 169 | 143.65
PGA98D-XLR | Cardioid condenser gooseneck drum microphone - AP98DM drum mount, XLR-XLR cable | 175 | 148.75
PGA98H-TQG | Cardioid condenser gooseneck instrument microphone - TA4F connector for use with wireless systems | 139 | 118.15
PGA98H-XLR | Cardioid condenser gooseneck instrument microphone - XLR-XLR cable | 175 | 148.75
PGADRUMKIT5 | 5-piece drum mic kit including 1-PGA52, 3-PGA56, 1-PGA57, 1-A25D stand adapter, 3-AP56DM drum mounts, 5 XLR-XLR cables, case | 419 | 356.15
PGADRUMKIT7 | 7-piece drum mic kit including 1-PGA52, 3-PGA56, 1-PGA57, 2-PGA81, 3-A25D stand adapters, 3-AP56DM drum mounts, 7 XLR-XLR cables, case | 699 | 594.15
PGASTUDIOKIT4 | 4-piece studio kid including 1-PGA52, 1-PGA57, 2-PGA181, 1-A25D stand adapter, 2-WA371 stand adapters, 4-XLR-XLR cables, case | 419 | 356.15
PGXD1=-X8 | Digital Wireless Bodypack Transmitter | 239 | 203.15
PGXD14/85-X8 | Digital Wireless System with WL185 Omnidirectional Micro-Lavalier Condenser Microphone | 599 | 509.15
PGXD14/93-X8 | Digital Wireless System with WL93 Omnidirectional Micro-Lavalier Condenser Microphone | 569 | 483.65
PGXD14/BETA98H-X8 | Digital Wireless System with Beta 98H/C Clip On Condenser Instrument Microphone | 699 | 594.15
PGXD14/PGA31-X8 | PGX-D Digital Wireless Headset System | 549 | 466.65
PGXD14-X8 | Digital Wireless System for Guitar/Bass | 499 | 424.15
PGXD2/BETA58=-X8 | Handheld Transmitter with BETA58 Microphone | 339 | 288.15
PGXD2/PG58=-X8 | Handheld Transmitter with PG58 Microphone | 239 | 203.15
PGXD2/SM58=-X8 | Handheld Transmitter with SM58® Microphone | 279 | 237.15
PGXD2/SM86=-X8 | Handheld Transmitter with SM86 Microphone | 339 | 288.15
PGXD24/BETA58-X8 | Digital Wireless System with Beta 58A® Handheld Transmitter | 569 | 483.65
PGXD24/PG58-X8 | Digital Wireless System with PG58 Handheld Transmitter | 469 | 398.65
PGXD24/SM58-X8 | Digital Wireless System with SM58® Handheld Transmitter | 499 | 424.15
PGXD24/SM86-X8 | Digital Wireless System with SM86 Handheld Transmitter | 569 | 483.65
PGXD4=-X8 | Digital Diversity Receiver | 259 | 220.15
PS124 | In-Line Power Supply with Four-Connection Distribution Cable | 150 | 127.5
PS124L | In-Line Power Supply with Locking Four-Connection Distribution Cable | 98 | 83.3
PS24US | POWER SUPPLY, ENERGY EFF.SWITCHING | 20 | 17
PS411-PC | 4-WAY POWER DIST CABLE FOR PA411/P3T | 25 | 21.25
PS43US | POWER SUPPLY, ENERGY EFF.SWITCHING | 26 | 22.1
PS51US | POWER SUPPLY FOR 2-BAY CHARGER | 56 | 47.6
PS-6 | PopperStopper™ Pop filter with Metal Gooseneck and Heavy Duty Microphone Stand Clamp | 44 | 37.4
PS60US | POWER SUPPLY, ENERGY EFF.SWITCHING | 77 | 65.45
PS9US | 9-volt Battery Eliminator for Selected Shure Bodypacks (P2R, P4R, P4HW, T1, T1G, LX1, UT1, ULX1, MX1BP and VP3) | 58 | 49.3
QG-H2 | QG-H2 MicCommander Remote | 995 | 845.75
QG-H2-US | QG-H2 MicCommander Remote | 995 | 845.75
QLXD1=-G50 | Bodypack Transmitter | 448 | 380.8
QLXD1=-H50 | Bodypack Transmitter | 448 | 380.8
QLXD1=-J50A | Bodypack Transmitter | 448 | 380.8
QLXD1=-V50 | Bodypack Transmitter | 448 | 380.8
QLXD1=-X52 | Bodypack Transmitter | 448 | 380.8
QLXD124/85-G50 | Bodypack and Vocal Combo System with WL185 and SM58® | 1897 | 1612.45
QLXD124/85-H50 | Bodypack and Vocal Combo System with WL185 and SM58® | 1897 | 1612.45
QLXD124/85-J50A | Bodypack and Vocal Combo System with WL185 and SM58® | 1897 | 1612.45
QLXD124/85-V50 | Bodypack and Vocal Combo System with WL185 and SM58® | 1897 | 1612.45
QLXD124/85-X52 | Bodypack and Vocal Combo System with WL185 and SM58® | 1897 | 1612.45
QLXD14/83-G50 | WL183 Lavalier Microphone System | 1427 | 1212.95
QLXD14/83-H50 | WL183 Lavalier Microphone System | 1427 | 1212.95
QLXD14/83-J50A | WL183 Lavalier Microphone System | 1427 | 1212.95
QLXD14/83-V50 | WL183 Lavalier Microphone System | 1427 | 1212.95
QLXD14/83-X52 | WL183 Lavalier Microphone System | 1427 | 1212.95
QLXD14/84-G50 | WL184 Lavalier Microphone System | 1427 | 1212.95
QLXD14/84-H50 | WL184 Lavalier Microphone System | 1427 | 1212.95
QLXD14/84-J50A | WL184 Lavalier Microphone System | 1427 | 1212.95
QLXD14/84-V50 | WL184 Lavalier Microphone System | 1427 | 1212.95
QLXD14/84-X52 | WL184 Lavalier Microphone System | 1427 | 1212.95
QLXD14/85-G50 | WL185 Lavalier Microphone System | 1427 | 1212.95
QLXD14/85-H50 | WL185 Lavalier Microphone System | 1427 | 1212.95
QLXD14/85-J50A | WL185 Lavalier Microphone System | 1427 | 1212.95
QLXD14/85-V50 | WL185 Lavalier Microphone System | 1427 | 1212.95
QLXD14/85-X52 | WL185 Lavalier Microphone System | 1427 | 1212.95
QLXD14/93-G50 | WL93 Lavalier Microphone System | 1325 | 1126.25
QLXD14/93-H50 | WL93 Lavalier Microphone System | 1325 | 1126.25
QLXD14/93-J50A | WL93 Lavalier Microphone System | 1325 | 1126.25
QLXD14/93-V50 | WL93 Lavalier Microphone System | 1325 | 1126.25
QLXD14/93-X52 | WL93 Lavalier Microphone System | 1325 | 1126.25
QLXD14/SM35-G50 | QLX-D Headworn Microphone System | 1399 | 1189.15
QLXD14/SM35-H50 | QLX-D Headworn Microphone System | 1399 | 1189.15
QLXD14/SM35-J50A | QLX-D Headworn Microphone System | 1399 | 1189.15
QLXD14/SM35-V50 | QLX-D Headworn Microphone System | 1399 | 1189.15
QLXD14/SM35-X52 | QLX-D Headworn Microphone System | 1399 | 1189.15
QLXD14-G50 | QLX-D Bodypack System | 1244 | 1057.4
QLXD14-H50 | QLX-D Bodypack System | 1244 | 1057.4
QLXD14-J50A | QLX-D Bodypack System | 1244 | 1057.4
QLXD14-V50 | QLX-D Bodypack System | 1244 | 1057.4
QLXD14-X52 | QLX-D Bodypack System | 1244 | 1057.4
QLXD2/B58=-G50 | Handheld Transmitter with Beta®58A Microphone | 560 | 476
QLXD2/B58=-H50 | Handheld Transmitter with Beta®58A Microphone | 560 | 476
QLXD2/B58=-J50A | Handheld Transmitter with Beta®58A Microphone | 560 | 476
QLXD2/B58=-V50 | Handheld Transmitter with Beta®58A Microphone | 560 | 476
QLXD2/B58=-X52 | Handheld Transmitter with Beta®58A Microphone | 560 | 476
QLXD2/B87A=-G50 | Handheld Transmitter with Beta87A Microphone | 662 | 562.7
QLXD2/B87A=-H50 | Handheld Transmitter with Beta87A Microphone | 662 | 562.7
QLXD2/B87A=-J50A | Handheld Transmitter with Beta87A Microphone | 662 | 562.7
QLXD2/B87A=-V50 | Handheld Transmitter with Beta87A Microphone | 662 | 562.7
QLXD2/B87A=-X52 | Handheld Transmitter with Beta87A Microphone | 662 | 562.7
QLXD2/B87C=-G50 | Handheld Transmitter with Beta87C Microphone | 662 | 562.7
QLXD2/B87C=-H50 | Handheld Transmitter with Beta87C Microphone | 662 | 562.7
QLXD2/B87C=-J50A | Handheld Transmitter with Beta87C Microphone | 662 | 562.7
QLXD2/B87C=-X52 | Handheld Transmitter with Beta87C Microphone | 662 | 562.7
QLXD2/K8B=-G50 | Black QLXD HH Transmitter with KSM8 capsule | 907 | 770.95
QLXD2/K8B=-H50 | Black QLXD HH Transmitter with KSM8 capsule | 907 | 770.95
QLXD2/K8B=-J50A | Black QLXD HH Transmitter with KSM8 capsule | 907 | 770.95
QLXD2/K9HS=-V50 | Handheld Transmitter with KSM9HS Microphone | 989 | 840.65
QLXD2/KSM9=-G50 | Handheld Transmitter with KSM9 Microphone | 989 | 840.65
QLXD2/KSM9=-H50 | Handheld Transmitter with KSM9 Microphone | 989 | 840.65
QLXD2/KSM9=-J50A | Handheld Transmitter with KSM9 Microphone | 989 | 840.65
QLXD2/KSM9=-V50 | Handheld Transmitter with KSM9 Microphone | 989 | 840.65
QLXD2/KSM9=-X52 | Handheld Transmitter with KSM9 Microphone | 989 | 840.65
QLXD2/KSM9HS=-G50 | Handheld Transmitter with KSM9HS Microphone | 989 | 840.65
QLXD2/KSM9HS=-H50 | Handheld Transmitter with KSM9HS Microphone | 989 | 840.65
QLXD2/KSM9HS=-J50A | Handheld Transmitter with KSM9HS Microphone | 989 | 840.65
QLXD2/KSM9HS=-X52 | Handheld Transmitter with KSM9HS Microphone | 989 | 840.65
QLXD2/SM58=-G50 | Handheld Transmitter with SM58® Microphone | 489 | 415.65
QLXD2/SM58=-H50 | Handheld Transmitter with SM58® Microphone | 489 | 415.65
QLXD2/SM58=-J50A | Handheld Transmitter with SM58® Microphone | 489 | 415.65
QLXD2/SM58=-V50 | Handheld Transmitter with SM58® Microphone | 489 | 415.65
QLXD2/SM58=-X52 | Handheld Transmitter with SM58® Microphone | 489 | 415.65
QLXD2/SM86=-G50 | Handheld Transmitter with SM86 Microphone | 560 | 476
QLXD2/SM86=-H50 | Handheld Transmitter with SM86 Microphone | 560 | 476
QLXD2/SM86=-J50A | Handheld Transmitter with SM86 Microphone | 560 | 476
QLXD2/SM86=-V50 | Handheld Transmitter with SM86 Microphone | 560 | 476
QLXD2/SM86=-X52 | Handheld Transmitter with SM86 Microphone | 560 | 476
QLXD2/SM87=-G50 | Handheld Transmitter with SM87 Microphone | 652 | 554.2
QLXD2/SM87=-H50 | Handheld Transmitter with SM87 Microphone | 652 | 554.2
QLXD2/SM87=-J50A | Handheld Transmitter with SM87 Microphone | 652 | 554.2
QLXD2/SM87=-V50 | Handheld Transmitter with SM87 Microphone | 652 | 554.2
QLXD2/SM87=-X52 | Handheld Transmitter with SM87 Microphone | 652 | 554.2
QLXD24/B58-G50 | Beta 58® Vocal System | 1399 | 1189.15
QLXD24/B58-H50 | Beta 58® Vocal System | 1399 | 1189.15
QLXD24/B58-J50A | Beta 58® Vocal System | 1399 | 1189.15
QLXD24/B58-V50 | Beta 58® Vocal System | 1399 | 1189.15
QLXD24/B58-X52 | Beta 58® Vocal System | 1399 | 1189.15
QLXD24/B87A-G50 | Beta 87A Vocal System | 1499 | 1274.15
QLXD24/B87A-H50 | Beta 87A Vocal System | 1499 | 1274.15
QLXD24/B87A-J50A | Beta 87A Vocal System | 1499 | 1274.15
QLXD24/B87A-V50 | Beta 87A Vocal System | 1499 | 1274.15
QLXD24/B87A-X52 | Beta 87A Vocal System | 1499 | 1274.15
QLXD24/SM58-G50 | SM58® Vocal System | 1329 | 1129.65
QLXD24/SM58-H50 | SM58® Vocal System | 1329 | 1129.65
QLXD24/SM58-J50A | SM58® Vocal System | 1329 | 1129.65
QLXD24/SM58-V50 | SM58® Vocal System | 1329 | 1129.65
QLXD24/SM58-X52 | SM58® Vocal System | 1329 | 1129.65
QLXD4=-G50 | Half-Rack, Single Channel Receiver | 836 | 710.6
QLXD4=-H50 | Half-Rack, Single Channel Receiver | 836 | 710.6
QLXD4=-J50A | Half-Rack, Single Channel Receiver | 836 | 710.6
QLXD4=-V50 | Half-Rack, Single Channel Receiver | 836 | 710.6
QLXD4=-X52 | Half-Rack, Single Channel Receiver | 836 | 710.6
QTAD10A=-G56 | AD10A AquaMic Tx 470-636MHZ | 3500 | 2975
QTAD10A=-G57 | AD10A AquaMic Tx 470-616MHZ | 3500 | 2975
QTAD10A=-K55 | AD10A AquaMic Tx 606-694MHZ | 3500 | 2975
QTAD10AL=-G56 | AD10AL AquaMic Long Life Tx 470-636MHZ | 3500 | 2975
QTAD10AL=-G57 | AD10AL AquaMic Long Life Tx 470-616MHZ | 3500 | 2975
QTAD10AL=-K55 | AD10AL AquaMic Long Life Tx 606-694MHZ | 3500 | 2975
QTAD10P=-G56 | AD10P PlayerMic Tx 470-636MHZ | 2700 | 2295
QTAD10P=-G57 | AD10P PlayerMic Tx 470-616MHZ | 2700 | 2295
QTAD10P=-K55 | AD10P PlayerMic Tx 606-694MHZ | 2700 | 2295
QTAD10PS=-G56 | AD10PS PlayerMic Short Tx 470-636MHZ | 2700 | 2295
QTAD10PS=-G57 | AD10PS PlayerMic Short Tx 470-616MHZ | 2700 | 2295
QTAD10PS=-K55 | AD10PS PlayerMic Short Tx 606-694MHZ | 2700 | 2295
R103 | Cartridge for 514B | 30 | 25.5
R104 | Cartridge for SM81 | 218 | 185.3
R115 | Cartridge for 55SH Series II | 54 | 45.9
R115S | Cartridge for Super 55 | 141 | 119.85
R131 | Cartridge for 527A, 527B | 32 | 27.2
R132 | Cartridge for 527C | 39 | 33.15
R136 | Cartridge for SM48 | 63 | 53.55
R172 | Cartridge for 503BG | 41 | 34.85
R174 | Cartridge for BETA 56, BETA 56A and BETA 57A | 134 | 113.9
R175 | Cartridge for BETA 52 and BETA 52A | 134 | 113.9
R176 | Cartridge for BETA 58A | 134 | 113.9
R180 | Cartridge for 515X Series and 588SDX | 40 | 34
R183B | Black Omnidirectional Cartridge for MX- (Microflex®) Models and WL183 | 86 | 73.1
R183W-A | MICROPHONE CARTRIDGE, BRIGHT WHITE | 86 | 73.1
R184B | Black Supercardioid Cartridge for MX- (Microflex®) Models and WL184 | 86 | 73.1
R184W-A | MICROPHONE CARTRIDGE, BRIGHT WHITE | 86 | 73.1
R185B | Black Cardioid Cartridge for MX- (Microflex®)Models and WL185 | 86 | 73.1
R185W-A | MICROPHONE CARTRIDGE, BRIGHT WHITE | 86 | 73.1
R189B | Black MINI SHOTGUN cartridge - Compatible with MX family goosencks - Does not include windscreen | 150 | 127.5
R189W-A | MICROPHONE CARTRIDGE, BRIGHT WHITE | 150 | 127.5
R191 | Cartridge for SM63, SM63L and SM63LB | 80 | 68
R193 | Cartridge for BETA 87 and BETA 87A | 240 | 204
R198 | Cartridge for 520DX | 45 | 38.25
R199 | Cartridge for VP64A and VP64AL | 39 | 33.15
R45 | Cartridge for 544 Series, 545 Series | 89 | 75.65
R57 | Cartridge for SM56, SM57 | 91 | 77.35
R59 | Cartridge for SM58 | 111 | 94.35
R65 | Cartridge for 565 Series, 566 | 88 | 74.8
R90 | Cartridge for 562 | 56 | 47.6
R96 | Cartridge for 526T Series II, 450 Series II, 550L | 27 | 22.95
R99 | Cartridge for SM11, SM17 | 76 | 64.6
RK100PK | RFI Resistant , Inline Preamp for all MX Models (Black) | 126 | 107.1
RK100PKW | RFI Resistant , Inline Preamp for all MX Models (White) | 126 | 107.1
RK143G | Grille for Wired and Wireless SM58 | 10 | 8.5
RK169 | RFI Resistant, Replacement Gooseneck for MX202 (Black), Includes 30' Cable | 87 | 73.95
RK170 | RFI Resistant, Replacement Gooseneck for MX202 (White), Includes 30' Cable | 87 | 73.95
RK183T1 | Single Mount Tie-Clips for MX183, MX184, MX185, WL183, WL184, and WL185 (Contains Two) | 21 | 17.85
RK183T2 | Dual Mount Tie-Clip for MX183, MX184, MX185, WL183, WL184 and WL185 (Contains Two) | 19 | 16.15
RK183WS | Black Snap-Fit Foam Windscreens for MX183, MX184, MX185, BETA 98, WH30, WL183, WL184, WL185 (Contains Four) | 22 | 18.7
RK184WS | Gray Foam Windscreen for SM1, SM10, SM12, SM14 | 19 | 16.15
RK200BC | Belt Clip for SM10, SM11, SM12 and SM14 | 10 | 8.5
RK202PK | Wall Plate Preamplifer (for MX202BP/C) | 112 | 95.2
RK203TC | Tie-Clip for SM11 | 25 | 21.25
RK214G | Black Grille for Wired and Wireless SM87 and SM87A | 52 | 44.2
RK229WS | Brown Foam Windscreen for AMS26, SM63 | 13 | 11.05
RK240SB | Single Mount Tie-Clips for 838, 839, 839W, SM83, SM84, WL83, WL84 (Contains Four) | 28 | 23.8
RK242WS | Gray Foam Windscreens for 838, 839, 839W, SM83, WL83A (Contains Four) | 35 | 29.75
RK244G | Grille for SM57 and 545SD | 23 | 19.55
RK248G | Grille for SM48 Series | 33 | 28.05
RK261BWS | Black Small Foam Windscreens for SM84, MX183, MX184, MX185, WL84A, WL183, WL184, WL185 (Contains Four) | 22 | 18.7
RK265G | Grille for Wired and Wireless BETA 58A, BETA 58M and BETA 58MR (Matte) | 53 | 45.05
RK279 | Instrument Mounting Accessories for SM11 | 69 | 58.65
RK282 | BETA 98/S Stand Adapter with Integral Shock Mount | 35 | 29.75
RK304T | Tan Foam Windscreens and Tie Clip for SM93, WL93, WL93T (Contains Two of Each) | 31 | 26.35
RK307DB | Dual Mount Tie Clips for SM93 and WL93T (Contains Two) | 22 | 18.7
RK311 | Foam Windscreen for SM81-LC | 9 | 7.65
RK312 | Grille for Wired and Wireless BETA87, BETA87A and BETA87C | 56 | 47.6
RK318WS | Black Foam Windscreens and Clothing Clip for all WH10, WH20 Headworn Microphones (Contains Two) | 8 | 6.8
RK319 | Replacement Elastic Band for all WH10, WH20 and WH30 Headsets | 10 | 8.5
RK320 | Grille for BETA 56 and BETA 57A | 44 | 37.4
RK321 | Grille for BETA 52A | 51 | 43.35
RK321S | Switch for 550L | 13 | 11.05
RK323G | Black Grille for Wireless Beta58 Handheld Transmitter | 53 | 45.05
RK324G | Black Grille for Wireless Beta87A Handheld Transmitter | 56 | 47.6
RK332G | Grille for 588SDX | 31 | 26.35
RK333G | Grille for 515SDX | 17 | 14.45
RK334G | Grille for 515 Series (except 515SDX) | 19 | 16.15
RK345 | Black Replacement Windscreen for SM7 models, also see A7WS | 17 | 14.45
RK354SB | Black Single Mount Tie-Clips for SM93 and WL93 (Contains Two) | 14 | 11.9
RK355WS | Black Foam Windscreens for SM93 (Contains Four) | 21 | 17.85
RK366G | Grille for SM63 | 34 | 28.9
RK367G | Grille for SM63L | 34 | 28.9
RK368G | REPLACEMENT GRILLE FOR SM63LB | 40 | 34
RK371 | Grille for KSM32/SL | 92 | 78.2
RK372 | Grille for KSM32/CG | 92 | 78.2
RK373 | Black Elastic Bands for KSM32 ShureLock® Shock Mount (Contains Two) | 7 | 5.95
RK375 | Switch and FET PCB for KSM32 | 88 | 74.8
RK376 | Replacement Accessory Kit for CVL-B/C | 8 | 6.8
RK377 | Replacement Accessory Kit for PGA31 | 8 | 6.8
RK378 | Replacement Accessory Kit for SM35 | 8 | 6.8
RK379 | Replacement Accessory Kit for SM31FH | 8 | 6.8
RK383 | Suspension Shock Mount Elastic Cord; Cristal (contains two), for A44SM and A44ASM | 12 | 10.2
RK412WS | Black Snap-Fit Windscreens for MX412- and MX418- (Contains Four) | 22 | 18.7
RK415DWS | MX415DUAL SNAP-FIT FOAM WINDSCREEN | 99 | 84.15
RK513WS | Black Foam Windscreens for MX405 and MX410 Microphones (Contains Four) | 22 | 18.7
RK514WS | WHITE SNAP FIT WINDSCREEN, 4 PK | 19 | 16.15
RK6MB | Hang-Up Brackets for Handheld Microphones (Contains Three) | 11 | 9.35
RK85G | Grille for 561 | 25 | 21.25
RKC800 | Single Rack Space XLR Connector Kit for AMS8100, SCM800, SCM810 | 296 | 251.6
RMCE-TW2 | BLUETOOTH TRUE MMCX EARPHONE ACCESSORY | 236 | 200.6
RMCE-TW2-CASE | MMCX TRUE WIRELESS REPL CHARGING CASE | 74 | 62.9
RMCE-TW2-LEFT | LEFT MMCX TRUE WIRELESS REPLACEMENT | 99 | 84.15
RMCE-TW2-RIGHT | RIGHT MMCX TRUE WIRELESS REPLACEMENT | 99 | 84.15
RMCE-UNI | Remote Mic Universal Cable for SE Earphones | 41 | 34.85
RMCH1-UNI | Headphone communication cable w/ microphone and 3-button control, locking bayonet connector | 49 | 41.65
RP325 | 10' Sound Card Interface Cable, XLRF to 3.5mm Stereo Phone Plugs | 19 | 16.15
RPM100 | Replacement Microphone and Boom Assembly for WH20QTR (1/4" Version) | 64 | 54.4
RPM102 | Replacement Microphone and Boom Assembly for WH20TQG 4 Pin Mini Connector (TA4F) Version | 64 | 54.4
RPM104 | WH20XLR Microphone, Cable and Connector Assembly | 64 | 54.4
RPM106 | Cartridge for SM7B, SM7A and SM7 | 159 | 135.15
RPM108 | Cardioid Cartridge for all BETA 98 and BETA 91 Microphones | 60 | 51
RPM110 | Supercardioid Cartridge for all BETA 98 and BETA 91 Microphones | 68 | 57.8
RPM118 | CARTRIDGE | 248 | 210.8
RPM152 | Cartridge for PG56 and PG57 | 30 | 25.5
RPM154 | Cartridge for PG52 | 53 | 45.05
RPM160 | Cartridge for KSM9 | 552 | 469.2
RPM162 | Cartridge for KSM9HS | 473 | 402.05
RPM181/BI | Beta 181 Bidirectional Capsule | 360 | 306
RPM181/C | Beta 181 Cardioid Capsule | 360 | 306
RPM181/O | Beta 181 Omnidirectional Capsule | 360 | 306
RPM181/PRE | BETA 181 Preamplifier | 360 | 306
RPM181/S | Beta 181 Supercardioid Capsule | 360 | 306
RPM208 | Standard Protective High Boost Cap for WL50B, WL51B, BETA 53, and BETA 54, Black with Gold Top (Contains Five) | 18 | 15.3
RPM212 | Standard Protective High Boost Cap for WL50T, WBH53T, WBH54T, Tan with Gold Top (Contains Five) | 18 | 15.3
RPM214 | Filtered Protective Mid Boost Cap for WL50T, WL53T, Tan with Silver Top (Contains Five) | 18 | 15.3
RPM216 | Standard Protective High Boost Cap for WL50W, WL51W, White with Gold Top (Contains Five) | 18 | 15.3
RPM218 | Filtered Protective Mid Boost Cap for WL50W, White with Silver Top (Contains Five) | 18 | 15.3
RPM226 | Grille for SM86 | 18 | 15.3
RPM262 | Grille for KSM9 (Charcoal Gray) | 56 | 47.6
RPM264 | Black Grille for Wireless KSM9 Handheld Transmitter | 56 | 47.6
RPM266 | GRILLE (BLACK) KSM8 | 94 | 79.9
RPM268 | GRILLE (NICKEL) KSM8 | 92 | 78.2
RPM269 | GRILLE (NICKEL) KSM9 | 48 | 40.8
RPM304 | Black Foam Windscreens for MC50B, WL50, WL51 and BETA 53 (Contains Five) | 31 | 26.35
RPM306 | Tan Foam Windscreens for WL50, WL51 and BETA 53 (Contains Five) | 31 | 26.35
RPM308 | White Foam Windscreens for WL50 and WL51 (Contains Five) | 31 | 26.35
RPM316 | Black Snap-Fit Windscreen for BETA 54 (Contains Four) | 28 | 23.8
RPM318 | Tan Snap-Fit Windscreen for BETA 54 (Contains Four) | 28 | 23.8
RPM400LEMO | XLR PREAMP, TWINPLEX MICS, LEMO CONNECTOR | 132 | 112.2
RPM400TQG | XLR PREAMP, TWINPLEX MICS, TQG/TA4F CONNECTOR | 132 | 112.2
RPM40CASE | ACCESSORY CASE FOR TL | 25 | 21.25
RPM40FC/B | FLAT CAP FOR TL/TH, BLACK, 10 PCS. | 99 | 84.15
RPM40FC/C | FLAT CAP FOR TL/TH, COCOA, 10 PCS. | 99 | 84.15
RPM40FC/T | FLAT CAP FOR TL/TH, TAN, 10 PCS. | 99 | 84.15
RPM40FC/W | FLAT CAP FOR TL/TH, WHITE, 10 PCS. | 99 | 84.15
RPM40KIT | FULL ACCESSORY KIT FOR TL | 149 | 126.65
RPM40MM/B | BLACK MAGNET MOUNT, 2 PCS. | 25 | 21.25
RPM40MM/W | WHITE MAGNET MOUNT, 2 PCS. | 25 | 21.25
RPM40MWJ | RYCOTE GRAY MINI WINDJAMMER, 2 PCS. | 86 | 73.1
RPM40PC/B | PRESENCE CAP FOR TL/TH, BLACK, 10 PCS. | 99 | 84.15
RPM40PC/C | PRESENCE CAP FOR TL/TH, COCOA, 10 PCS. | 99 | 84.15
RPM40PC/T | PRESENCE CAP FOR TL/TH, TAN, 10 PCS. | 99 | 84.15
RPM40PC/W | PRESENCE CAP FOR TL/TH, WHITE, 10 PCS. | 99 | 84.15
RPM40PRECLIP | REPLACEMENT BELTCLIP FOR RPM400 | 13 | 11.05
RPM40PREMNT | PREAMP MOUNTING KIT W/ SCREWS & VELCRO | 25 | 21.25
RPM40SM | CLEAR STICKY MOUNT, 3 PCS. AND ADHESIVE | 49 | 41.65
RPM40SO/B | BLACK STANDOFF FOR TL ACCESSORIES,10 PCS | 13 | 11.05
RPM40SO/C | COCOA STANDOFF FOR TL ACCESSORIES,10 PCS | 13 | 11.05
RPM40SO/T | TAN STANDOFF FOR TL ACCESSORIES, 10 PCS. | 13 | 11.05
RPM40SO/W | WHITE STANDOFF FOR TL ACCESSORIES,10 PCS | 13 | 11.05
RPM40STC/B | SINGLE MOUNT BLACK TIE CLIP, QTY. 3 | 30 | 25.5
RPM40STC/C | SINGLE MOUNT COCOA TIE CLIP, QTY. 3 | 30 | 25.5
RPM40STC/T | SINGLE MOUNT TAN TIE CLIP, QTY. 3 | 30 | 25.5
RPM40STC/W | SINGLE MOUNT WHITE TIE CLIP, QTY. 3 | 30 | 25.5
RPM40SVM/B | BLACK VAMPIRE STICKY CLIP, QTY. 3 | 25 | 21.25
RPM40TC/B | DUAL MOUNT BLACK TIE CLIP, 3 PCS. | 30 | 25.5
RPM40TC/C | DUAL MOUNT COCOA TIE CLIP, 3 PCS. | 30 | 25.5
RPM40TC/M | SINGLE TIE CLIP MIX, 1 BLACK/1 TAN/1 COCOA/1 WHITE | 34 | 28.9
RPM40TC/T | DUAL MOUNT TAN TIE CLIP, 3 PCS. | 30 | 25.5
RPM40TC/W | DUAL MOUNT WHITE TIE CLIP, 3 PCS. | 30 | 25.5
RPM40TS | DBL. STICKY ADHESIVE, 15 PCS. | 13 | 11.05
RPM40TS/50 | DBL. STICKY ADHESIVE QTY. 50 | 33 | 28.05
RPM40VM/B | BLACK VAMPIRE CLIP, 3 PCS. | 19 | 16.15
RPM40VM/W | WHITE VAMPIRE CLIP, 3 PCS. | 19 | 16.15
RPM40WS/B | BLACK WINDSCREEN FOR TL/TH, 5 PCS. | 36 | 30.6
RPM40WS/C | COCOA WINDSCREEN FOR TL/TH, 5 PCS. | 36 | 30.6
RPM40WS/M | WINDSCREENS FOR TL/TH, 4 COLORS, 8 PCS. | 49 | 41.65
RPM40WS/T | TAN WINDSCREEN FOR TL/TH, 5 PCS. | 36 | 30.6
RPM40WS/W | WHITE WINDSCREEN FOR TL/TH, 5 PCS. | 36 | 30.6
RPM500 | Black Swiveling Lapel and Dual Tie Clips for WL50, WL51, MC51B (Contains Two of Each) | 47 | 39.95
RPM502 | Tan Swiveling Lapel and Dual Tie Clips for WL50 (Contains Two of Each) | 47 | 39.95
RPM50CASE | CARRYING CASE FOR TH53 HEADSETS | 36 | 30.6
RPM50ES | CLEAR EARHOOK SLEEVES FOR TH53, QTY. 4 | 30 | 25.5
RPM510 | Black Swiveling Lapel Clips for MC50B, MC51B, WL50 and WL51 (Contains Five) | 31 | 26.35
RPM512 | Tan Swiveling Lapel Clips for WL50 and WL51 (Contains Five) | 31 | 26.35
RPM514 | White Swiveling Lapel Clips for WL50 and WL51 (Contains Five) | 31 | 26.35
RPM53B/O-LEMO | REPLACEMENT BOOM ARM, BLACK, LEMO | 529 | 449.65
RPM53B/O-MDOT | REPLACEMENT BOOM ARM, BLACK, MICRODOT | 529 | 449.65
RPM53B/O-MTQG | REPLACEMENT BOOM ARM, BLACK, MTQG | 529 | 449.65
RPM53B/O-NC | REPLACEMENT BOOM ARM, BLACK, NO CONN. | 503 | 427.55
RPM53B-CC | TH53 HEADSET CLIP, BLACK, QTY. 3 | 6 | 5.1
RPM53B-CF | TH53 CABLE FLEX, BLACK, QTY. 3 | 6 | 5.1
RPM53B-HF | TH53 HEADSET FRAME, BLACK | 264 | 224.4
RPM53C/O-LEMO | REPLACEMENT BOOM ARM, COCOA, LEMO | 529 | 449.65
RPM53C/O-MDOT | REPLACEMENT BOOM ARM, COCOA, MICRODOT | 529 | 449.65
RPM53C/O-MTQG | REPLACEMENT BOOM ARM, COCOA, MTQG | 529 | 449.65
RPM53C/O-NC | REPLACEMENT BOOM ARM, COCOA, NO CONN. | 503 | 427.55
RPM53C-CC | TH53 HEADSET CLIP, COCOA, QTY. 3 | 6 | 5.1
RPM53C-CF | TH53 CABLE FLEX, COCOA, QTY. 3 | 6 | 5.1
RPM53C-HF | TH53 HEADSET FRAME, COCOA | 264 | 224.4
RPM53T/O-LEMO | REPLACEMENT BOOM ARM, TAN, LEMO | 529 | 449.65
RPM53T/O-MDOT | REPLACEMENT BOOM ARM, TAN, MICRODOT | 529 | 449.65
RPM53T/O-MTQG | REPLACEMENT BOOM ARM, TAN, MTQG | 529 | 449.65
RPM53T/O-NC | REPLACEMENT BOOM ARM, TAN, NO CONNECTOR | 503 | 427.55
RPM53T-CC | TH53 HEADSET CLIP, TAN, QTY. 3 | 6 | 5.1
RPM53T-CF | TH53 CABLE FLEX, TAN, QTY. 3 | 6 | 5.1
RPM53T-HF | TH53 HEADSET FRAME, TAN | 264 | 224.4
RPM560 | Headband for Beta 53 and Beta 54, Tan | 53 | 45.05
RPM570 | Boom Holder and Logo Pad for WBH53B and WBH54B (Contains Two of Each), Black | 8 | 6.8
RPM580 | Boom Holder and Logo Pad for WBH53T, and WBH54T, Tan | 8 | 6.8
RPM600 | Black Elastic Headband and Wire Frame for WH20 and WH30 Headset Microphones | 24 | 20.4
RPM602 | Switch Cover Plate for SM7, SM7A, and SM7B | 5 | 4.25
RPM604 | Replacement Nut and Washer for SM7, SM7A, and SM7B Yoke Mount | 19 | 16.15
RPM624 | Case Assembly BETA 98/S | 37 | 31.45
RPM626 | In-Line Microphone Preamplifier for Beta91, Beta 98, Beta 98D/S, WL50, WL51, WBH53 (Beta 53), WBH54 (Beta 54), WB98H/C (Beta 98) | 90 | 76.5
RPM628 | In-Line Microphone Preamplifier for SM90A, SM91A, SM98A (replaces ILP-1), Includes 25' Cable | 154 | 130.9
RPM640 | Locking Mounting Flange for Microflex® and Easyflex Gooseneck Microphones, Black, One Each | 8 | 6.8
RPM642 | Replacement Elastic Bands for SM27 Shock Mount | 4 | 3.4
RPM646 | Microphone Boom and Cable Assembly with 4-Pin Mini Connector (TA4F) for Beta 54 and WBH54B, Black | 260 | 221
RPM648 | Microphone Boom and Cable Assembly with 4-Pin Mini Connector (TA4F) for Beta 54 and WBH54B, Tan | 260 | 221
RPM89/PRE | Microphone Preamp - For Use With VP89 Shotgun Microphones | 433 | 368.05
RPM89L | Long Shotgun Microphone Cartridge, No Preamp | 1047 | 889.95
RPM89M | Medium Shotgun Microphone Cartridge, No Preamp | 903 | 767.55
RPM89S | Short Shotgun Microphone Cartridge, No Preamp | 614 | 521.9
RPMDH5B/O-LM3 | MICROPHONE BOOM, DH5, BLACK, LEMO | 329 | 279.65
RPMDH5B/O-MTQG | MICROPHONE BOOM ARM, DH5, BLACK, MTQG | 303 | 257.55
RPMDH5BM | HEADSET BOOM MOUNT, DH5, QTY. 4 | 20 | 17
RPMDH5C/O-LM3 | MICROPHONE BOOM, DH5, COCOA, LEMO | 329 | 279.65
RPMDH5C/O-MTQG | MICROPHONE BOOM, DH5, COCOA, MTQG | 303 | 257.55
RPMDH5CASE | DH5 CASE, HEADSET | 34 | 28.9
RPMDH5PIVOT | HEADSET BOOM PIVOT, DH5, QTY. 4 | 27 | 22.95
RPMDH5T/O-LM3 | MICROPHONE BOOM, DH5, TAN, LEMO | 329 | 279.65
RPMDH5T/O-MTQG | MICROPHONE BOOM, DH5, TAN, MTQG | 303 | 257.55
RPMDHSF | HEADSET FRAME, DH5, QTY. 1 | 131 | 111.35
RPMDL4CASE | DL4 POUCH, LAVALIER | 27 | 22.95
RPMDL4DTC/B | DUAL TIE CLIP, BLACK, QTY. 3 | 34 | 28.9
RPMDL4DTC/C | DUAL TIE CLIP, COCOA, QTY. 3 | 34 | 28.9
RPMDL4DTC/T | DUAL TIE CLIP, TAN, QTY. 3 | 34 | 28.9
RPMDL4DTC/W | DUAL TIE CLIP, WHITE, QTY. 3 | 34 | 28.9
RPMDL4FC/B | DL4/DH5 FREQ CAP, BLACK, QTY. 5 | 20 | 17
RPMDL4FC/C | DL4/DH5 FREQ CAP, COCOA QTY. 5 | 20 | 17
RPMDL4FC/T | DL4/DH5 FREQ CAP, TAN, QTY. 5 | 20 | 17
RPMDL4FC/W | DL4/DH5 FREQ CAP, WHITE, QTY. 5 | 20 | 17
RPMDL4SFWS/B | DL4/DH5 SNAP FIT WINDCREEN, BLACK, QTY 3 | 20 | 17
RPMDL4SFWS/C | DL4/DH5 SNAP FIT WINDSCREEN, COCOA QTY 3 | 20 | 17
RPMDL4SFWS/T | DL4/DH5 SNAP FIT WINDSCREEN, TAN QTY 3 | 20 | 17
RPMDL4SFWS/W | DL4/DH5 SNAP FIT WINDSCREEN, WHITE QTY 3 | 20 | 17
RPMDL4SM | DL4 STICKY MOUNT, QTY. 3 | 20 | 17
RPMDL4STC/B | SINGLE TIE CLIP, BLACK, QTY. 3 | 34 | 28.9
RPMDL4STC/C | SINGLE TIE CLIP, COCOA, QTY. 3 | 34 | 28.9
RPMDL4STC/T | SINGLE TIE CLIP, TAN, QTY. 3 | 34 | 28.9
RPMDL4STC/W | SINGLE TIE CLIP, WHITE, QTY. 3 | 34 | 28.9
RPMDL4WS/B | FOAM WINDSCREEN, BLACK, QTY. 5 | 20 | 17
RPMDL4WS/C | FOAM WINDSCREEN, COCOA, QTY. 5 | 20 | 17
RPMDL4WS/T | FOAM WINDSCREEN, TAN, QTY. 5 | 20 | 17
RPMDL4WS/W | FOAM WINDSCREEN, WHITE, QTY. 5 | 20 | 17
RPMP48G | PGA48 Grill | 17 | 14.45
RPMP52G | PGA52 Grill | 30 | 25.5
RPMP56G | PGA56 Grill | 22 | 18.7
RPMP57G | PGA57 Grill | 17 | 14.45
RPMP58G | PGA58 Grill | 17 | 14.45
RPMUL4SFWS/B | Snap-fit windscreen for UL4 lavalier microphones, black | 20 | 17
RPMUL4SFWS/C | Snap-fit windscreen for UL4 lavalier microphones, cocoa | 20 | 17
RPMUL4SFWS/T | Snap-fit windscreen for UL4 lavalier microphones, tan | 20 | 17
RPMUL4SFWS/W | Snap-fit windscreen for UL4 lavalier microphones, white | 20 | 17
RPW110 | Wireless PG58 Cartridge, Housing Assembly and Matte Silver Grille (Limit One) | 104 | 88.4
RPW112 | Wireless SM58 Cartridge, Housing Assembly and Matte Grille (Limit One) | 184 | 156.4
RPW114 | Wireless SM86 Cartridge, Housing Assembly and Matte Grille (Limit One) | 298 | 253.3
RPW116 | Wireless SM87A Cartridge, Housing Assembly and Matte Grille (Limit One) | 242 | 205.7
RPW118 | Wireless Beta58A Cartridge, Housing Assembly and Matte Grille (Limit One) | 222 | 188.7
RPW120 | Wireless Beta87A Cartridge, Housing Assembly and Matte Grille (Limit One) | 458 | 389.3
RPW122 | Wireless Beta87C Cartridge, Housing Assembly and Matte Grille (Limit One) | 458 | 389.3
RPW124 | VP68 Omnidirectional Wireless Capsule | 344 | 292.4
RPW170 | Nickel KSM8 Wireless capsule for Nickel Shure Transmitters | 870 | 739.5
RPW174 | Black KSM8 Wireless capsule for Shure Transmitters | 870 | 739.5
RPW182 | Wireless KSM9HS/SL (Champagne) Cartridge, Housing Assembly and Matte Grille (Limit One) | 1054 | 895.9
RPW184 | Wireless KSM9/BK (Black) Cartridge, Housing Assembly and Matte Grille (Limit One) | 1054 | 895.9
RPW186 | Wireless KSM9HS/BK (Black) Cartridge, Housing Assembly and Matte Grille (Limit One) | 1054 | 895.9
RPW188 | Replacement Wireless Head for KSM9, Nickel | 961 | 816.85
RPW190 | Replacement Wireless Head for KSM9HS, Nickel | 961 | 816.85
RPW192 | Premium wireless condenser microphone capsule, cardioid polar pattern, black finish | 1124 | 955.4
RPW194 | Premium wireless condenser microphone capsule, cardioid polar pattern, nickel finish | 1124 | 955.4
RPW268 | U1L to U1 Conversion Kit, includes TA4F Connector, Ribbon Cable and PC Board | 16 | 13.6
RS65 | Grille for 565 Series | 33 | 28.05
S15A | 15' Telescoping Microphone Stand | 228 | 193.8
S37A | Desk Stand | 34 | 28.9
S41E | Folding Tripod Desk Stand | 12 | 10.2
SB900B | RECHARGEABLE BATTERY | 126 | 107.1
SB901A | MXW Bodypack, Boundary, and Desktop Base Battery | 48 | 40.8
SB902A | LITHIUM-ION RECHARGEABLE BATTERY | 47 | 39.95
SB903 | Lithium-Ion Battery for SLX-D | 56 | 47.6
SB904 | SB904 lithium-ion rechargeable battery with up to 12 hours of runtime. | 44 | 37.4
SB905 | LI-ION RECHARGEABLE BATTERY FOR MXW | 58 | 49.3
SB910 | Battery for ADX1 and ADX1LEMO3 transmitters | 156 | 132.6
SB910M | Battery for ADX1M transmitter | 156 | 132.6
SB913 | 3-AAA BATTERY SLED FOR ADX1sb | 230 | 195.5
SB920 | Battery for ADX2 and ADX2/FD transmitters | 156 | 132.6
SB930 | Rechargeable Li-Ion battery with Test button and LED charge status indicators; included with MXCW640 wireless conference unit | 262 | 222.7
SBC10-100-US | SINGLE BATTERY CHARGER FOR SB900 | 79 | 67.15
SBC10-903-US | Single Battery Charger for SB903 Battery | 73 | 62.05
SBC10-904 | Single battery sled charger to charge SB904 rechargeable battery. | 53 | 45.05
SBC10-MICROB | USB TRANSMITTER CHARGER | 32 | 27.2
SBC10-USB-A | CHARGER FOR MXW MICS, US PLUG | 26 | 22.1
SBC10-USBC | Wall-mount USB-C charger to charge GLX-D+ Dual Band handheld and bodypack transmitters on the go. | 39 | 33.15
SBC200 | Dual Docking Charger, Power Supply NOT Included | 292 | 248.2
SBC200-US | Dual Docking Charger with PS45US Power Supply | 289 | 245.65
SBC203-US | Dual Docking Station for SLX-D transmitters and SB903 battery | 159 | 135.15
SBC210LM-US | SBC210 Portable Charger for Multiple Charging Modules, w/ PS51 Power Supply | 250 | 212.5
SBC210-US | 2-Bay Portable Battery Charger with PS50US Power Supply | 422 | 358.7
SBC220 | 2 Bay Networked Docking Station | 375 | 318.75
SBC220-US | 2 Bay Networked Docking Station | 461 | 391.85
SBC240 | ETHERNET CHARGER FOR ADX1, ADX2 | 398 | 338.3
SBC240-US | ETHERNET CHARGER FOR ADX1, ADX2 | 488 | 414.8
SBC250 | 2-UP NETWORKED DOCK FOR BN & GN, NO PS | 666 | 566.1
SBC450 | 4-Bay Networked Docking Station for BN & GN, Power Supply Not Included | 982 | 834.7
SBC450-US | 4-Bay Networked Docking Station for BN & GN | 1090 | 926.5
SBC800-US | 8-Bay Shure Battery Charger | 576 | 489.6
SBC840M-US | 8-Bay, Networked, Battery-only Tray Charger | 725 | 616.25
SBC840-US | 8-bay, networked, battery-only tray charger (SB910 and SB920) | 725 | 616.25
SBC850 | 8-Bay Networked Docking Station for BN & GN, Power Supply Not Included | 1484 | 1261.4
SBC850-US | 8-Bay Networked Docking Station for BN & GN | 1590 | 1351.5
SBC-AX | AXIENT® Charging Module for SB900A Batteries | 166 | 141.1
SBC-DC | DC Power Insert for SB900-compatible Bodypack | 170 | 144.5
SBH1DYBK1 | Aonic 40 Premium Wireless Headphones (Black) | 319 | 271.15
SBH1DYWH1 | Aonic 40 Premium Wireless Headphones (White) | 319 | 271.15
SBH2350-BK | PREMIUM WIRELESS HEADPHONES (BLACK) | 374 | 317.9
SBH2350-BR | PREMIUM WIRELESS HEADPHONES (DARK BROWN) | 374 | 317.9
SBH2350-WH | PREMIUM WIRELESS HEADPHONES (WHITE) | 374 | 317.9
SBM910 | CHARGING MODULE FOR SB910 | 125 | 106.25
SBM910M | CHARGING MODULE FOR SB910M | 125 | 106.25
SBM920 | CHARGING MODULE FOR SB920 | 116 | 98.6
SBRC-US | Rack Battery Charger. Compatible with Shure rechargeable batteries AXT910, AXT920 and SB900A. | 835 | 709.75
SCM262 | Stereo Mixer for use with 2 Microphones and 3 Stereo Sources, with Ducking and Phantom Power, AC only, Half Rack Space, Single and Dual Mount | 434 | 368.9
SCM268 | Four-Channel Transformer Balanced Microphone Mixer with Phantom Power, AC only, Half Rack Space, Single and Dual Mount | 478 | 406.3
SCM410 | Four-Channel Automatic Microphone Mixer (110V) with Logic Control and EQ per Channel, AC only, Half Rack Space Single and Dual Mount | 1326 | 1127.1
SCM800 | Eight-Channel Microphone Mixer with EQ per Channel, AC only, One Rack Space, Single and Dual Mount | 1192 | 1013.2
SCM810 | Eight-Channel Automatic Mixer with Logic Control and EQ per Channel, AC only, One Rack Space, Rack Mount Ready | 2384 | 2026.4
SE112-GR | SE112 Sound Isolating Earphones | 79 | 67.15
SE215-CL | Sound Isolating™ Earphones with Dynamic MicroDriver and Detachable Cable (Clear) | 125 | 106.25
SE215-CL-LEFT | Left Side Earphone SE425 clear | 63 | 53.55
SE215-CL-RIGHT | Right Side Earphone SE425 clear | 63 | 53.55
SE215DYBK+UNI | SE215 EARPHONE,BLACK W/MODEL:RMCE-UNI | 124 | 105.4
SE215DYBL+UNI | SE215 EARPHONE,BLUE W/MODEL: RMCE-UNI | 124 | 105.4
SE215DYCL+UNI | SE215 EARPHONE,CLEAR W/MODEL:RMCE-UNI | 124 | 105.4
SE215DYWH+UNI | SE215 EARPHONE,WHITE W/MODEL:RMCE-UNI | 124 | 105.4
SE215-K | EARPHONE, BLACK | 124 | 105.4
SE215SPE | BLUE SE215 EARPHONE | 124 | 105.4
SE215SPE-PL | Professional Sound Isolation Earphones, single high-definition driver, clear sound with detailed bass, detachable black cable with MMCX connector, 3.5 mm stereo plug, attenuates outside noise by up to 37 dB, color: Purple, includes black foam sleeves and rubber sleeves in S/M/L sizes and zippered pouch | 124 | 105.4
SE21DYBK+TW2 | SE215 BLACK W/ BT MMCX TRUE WIRELESS | 286 | 243.1
SE21DYBL+TW2 | SE215 BLUE W/ BT MMCX TRUE WIRELESS | 286 | 243.1
SE31BABKUNI | 1BA EARPHONE,BLACK,W/-UNI | 249 | 211.65
SE31BAWUNI | 1BA EARPHONE,WHITE,W/-UNI | 249 | 211.65
SE425-CL | Sound Isolating™ Dual Driver Earphone with Detachable Cable and Formable Wire (Clear) | 336 | 285.6
SE425-CL-LEFT | Left Side Earphone SE215 clear | 186 | 158.1
SE425-CL-RIGHT | Right Side Earphone SE215 clear | 186 | 158.1
SE42HYBK+UNI | HYBRID EARPHONE,BLACK,W/MODEL:RMCE-UNI | 374 | 317.9
SE42HYW+UNI | HYBRID EARPHONE,WHITE,W/MODEL:RMCE-UNI | 374 | 317.9
SE535-CL | Sound Isolating™ Triple Driver Earphone with Detachable Cable (Clear) | 561 | 476.85
SE535LTD | RED SE535 EARPHONE | 561 | 476.85
SE53BABK+UNI | 3BA EARPHONE,BLACK,W/MODEL:RMCE-UNI | 624 | 530.4
SE53BACL+UNI | 3BA EARPHONE,CLEAR,W/MODEL:RMCE-UNI | 624 | 530.4
SE53BARD+UNI | 3BA EARPHONE,RED,W/MODEL:RMCE-UNI | 624 | 530.4
SE846BABK+UNI | SE846 EARPHONE,BLACK W/MODEL:RMCE-UNI | 999 | 849.15
SE846BABL+UNI | SE846 EARPHONE,BLUE W/MODEL:RMCE-UNI | 999 | 849.15
SE846BACL+UNI | SE846 EARPHONE,CLEAR W/MODEL:RMCE-UNI | 999 | 849.15
SE846-CL | SE846 Sound Isolating Earphone, Clear | 999 | 849.15
SE846G2CL | Clear SE846 Quad-driver earphones, with professional clear 64" cable | 1124 | 955.4
SE846G2GT | Graphite SE846 Quad-driver earphones, with professional black 64" cable | 1124 | 955.4
SE846G2JD | Jade SE846 Quad-driver earphones, with professional black 64" cable | 1124 | 955.4
SHA900-US | HEADPHONE AMPLIFIER/DAC | 1312 | 1115.2
SLXD1=-G58 | Bodypack Transmitter | 287 | 243.95
SLXD1=-H55 | Bodypack Transmitter | 287 | 243.95
SLXD1=-J52 | Bodypack Transmitter | 287 | 243.95
SLXD124/85-G58 | Combo System with SLXD1 Bodypack, SLXD4 Receiver, SM58 and WL185 Lavalier Microphone | 1299 | 1104.15
SLXD124/85-H55 | Combo System with SLXD1 Bodypack, SLXD4 Receiver, SM58, and WL185 Lavalier Microphone | 1299 | 1104.15
SLXD124/85-J52 | Combo System with SLXD1 Bodypack, SLXD4 Receiver, SM58, and WL185 Lavalier Microphone | 1299 | 1104.15
SLXD14/153T-G58 | Combo System with SLXD1 Bodypack, SLXD4 Receiver, and MX153T Earset Headworn Microphone | 1139 | 968.15
SLXD14/153T-H55 | Combo System with SLXD1 Bodypack, SLXD4 Receiver, and MX153T Earset Headworn Microphone | 1139 | 968.15
SLXD14/153T-J52 | Combo System with SLXD1 Bodypack, SLXD4 Receiver, and MX153T Earset Headworn Microphone | 1139 | 968.15
SLXD14/85-G58 | Combo System with SLXD1 Bodypack, SLXD4 Receiver, and WL185 Lavalier Microphone | 969 | 823.65
SLXD14/85-H55 | Combo System with SLXD1 Bodypack, SLXD4 Receiver, and WL185 Lavalier Microphone | 969 | 823.65
SLXD14/85-J52 | Combo System with SLXD1 Bodypack, SLXD4 Receiver, and WL185 Lavalier Microphone | 969 | 823.65
SLXD14/93-G58 | Combo System with SLXD1 Bodypack, SLXD4 Receiver, and WL93 Lavalier Microphone | 929 | 789.65
SLXD14/93-H55 | Combo System with SLXD1 Bodypack, SLXD4 Receiver, and WL93 Lavalier Microphone | 929 | 789.65
SLXD14/93-J52 | Combo System with SLXD1 Bodypack, SLXD4 Receiver, and WL93 Lavalier Microphone | 929 | 789.65
SLXD14/98H-G58 | Combo System with SLXD1 Bodypack, SLXD4 Receiver, and Beta 98H/C Clip-on Gooseneck Microphone | 1049 | 891.65
SLXD14/98H-H55 | Combo System with SLXD1 Bodypack, SLXD4 Receiver, and Beta 98H/C Clip-on Gooseneck Microphone | 1049 | 891.65
SLXD14/98H-J52 | Combo System with SLXD1 Bodypack, SLXD4 Receiver, and Beta 98H/C Clip-on Gooseneck Microphone | 1049 | 891.65
SLXD14/DL4B-G58 | Wireless Bodypack System | 1199 | 1019.15
SLXD14/DL4B-H55 | Wireless Bodypack System | 1199 | 1019.15
SLXD14/DL4B-J52 | Wireless Bodypack System | 1199 | 1019.15
SLXD14/SM35-G58 | Combo System with SLXD1 Bodypack, SLXD4 Receiver, and SM35 Headworn Microphone | 959 | 815.15
SLXD14/SM35-H55 | Combo System with SLXD1 Bodypack, SLXD4 Receiver, and SM35 Headworn Microphone | 959 | 815.15
SLXD14/SM35-J52 | Combo System with SLXD1 Bodypack, SLXD4 Receiver, and SM35 Headworn Microphone | 959 | 815.15
SLXD14D-G58 | Dual Combo System with (2) SLXD1 Bodypacks and SLXD4D Receiver | 1599 | 1359.15
SLXD14D-H55 | Dual Combo System with (2) SLXD1 Bodypacks and SLXD4D Receiver | 1599 | 1359.15
SLXD14D-J52 | Dual Combo System with (2) SLXD1 Bodypacks and SLXD4D Receiver | 1599 | 1359.15
SLXD14-G58 | Combo System with SLXD1 Bodypack and SLXD4 Receiver | 849 | 721.65
SLXD14-H55 | Combo System with SLXD1 Bodypack and SLXD4 Receiver | 849 | 721.65
SLXD14-J52 | Combo System with SLXD1 Bodypack and SLXD4 Receiver | 849 | 721.65
SLXD2/B58=-G58 | Handheld Transmitter with BETA 58 Capsule | 412 | 350.2
SLXD2/B58=-H55 | Handheld Transmitter with Beta 58 Capsule | 412 | 350.2
SLXD2/B58=-J52 | Handheld Transmitter with Beta 58 Capsule | 412 | 350.2
SLXD2/B87A=-G58 | Handheld Transmitter with Beta 87A Capsule | 524 | 445.4
SLXD2/B87A=-H55 | Handheld Transmitter with Beta 87A Capsule | 524 | 445.4
SLXD2/B87A=-J52 | Handheld Transmitter with Beta 87A Capsule | 524 | 445.4
SLXD2/B87C=-G58 | Handheld Transmitter with Beta 87C Capsule | 524 | 445.4
SLXD2/K8B=-G58 | Handheld Transmitter with KSM8 Capsule | 794 | 674.9
SLXD2/K8B=-H55 | Handheld Transmitter with KSM8 Capsule | 794 | 674.9
SLXD2/K8B=-J52 | Handheld Transmitter with KSM8 Capsule | 794 | 674.9
SLXD2/SM58=-G58 | Handheld Transmitter with SM58 Capsule | 349 | 296.65
SLXD2/SM58=-H55 | Handheld Transmitter with SM58 Capsule | 349 | 296.65
SLXD2/SM58=-J52 | Handheld Transmitter with SM58 Capsule | 349 | 296.65
SLXD24/B58-G58 | Wireless Vocal System with BETA 58 | 949 | 806.65
SLXD24/B58-H55 | Wireless Vocal System with BETA 58 | 949 | 806.65
SLXD24/B58-J52 | Wireless Vocal System with BETA 58 | 949 | 806.65
SLXD24/B87A-G58 | Wireless Vocal System with BETA 87A | 1059 | 900.15
SLXD24/B87A-H55 | Wireless Vocal System with BETA 87A | 1059 | 900.15
SLXD24/B87A-J52 | Wireless Vocal System with BETA 87A | 1059 | 900.15
SLXD24/K8B-G58 | Wireless Vocal System with KSM8 | 1329 | 1129.65
SLXD24/K8B-H55 | Wireless Vocal System with KSM8 | 1329 | 1129.65
SLXD24/K8B-J52 | Wireless Vocal System with KSM8 | 1329 | 1129.65
SLXD24/SM58-G58 | Wireless Vocal System with SM58 | 899 | 764.15
SLXD24/SM58-H55 | Wireless Vocal System with SM58 | 899 | 764.15
SLXD24/SM58-J52 | Wireless Vocal System with SM58 | 899 | 764.15
SLXD24D/B58-G58 | Dual Wireless Vocal System with BETA 58 | 1849 | 1571.65
SLXD24D/B58-H55 | Dual Wireless Vocal System with BETA 58 | 1849 | 1571.65
SLXD24D/B58-J52 | Dual Wireless Vocal System with BETA 58 | 1849 | 1571.65
SLXD24D/SM58-G58 | Dual Wireless Vocal System with SM58 | 1739 | 1478.15
SLXD24D/SM58-H55 | Dual Wireless Vocal System with SM58 | 1739 | 1478.15
SLXD24D/SM58-J52 | Dual Wireless Vocal System with SM58 | 1739 | 1478.15
SLXD4=-G58 | Digital Wireless Receiver | 562 | 477.7
SLXD4=-H55 | Digital Wireless Receiver | 562 | 477.7
SLXD4=-J52 | Digital Wireless Receiver | 562 | 477.7
SLXD4D=-G58 | Dual-Channel Digital Wireless Receiver | 1061 | 901.85
SLXD4D=-H55 | Dual-Channel Digital Wireless Receiver | 1061 | 901.85
SLXD4D=-J52 | Dual-Channel Digital Wireless Receiver | 1061 | 901.85
SM11-CN | Omnidirectional Dynamic, Lavalier, with 4' Cable with XLR Connector | 149 | 126.65
SM137-LC | Cardioid Condenser Microphone, includes zipper pouch and microphone clip | 239 | 203.15
SM27-SC | Cardiod Side-Address Condenser Microphone, includes Velveteen Pouch and Shock Mount | 449 | 381.65
SM31FH-TQG | SM31FH Fitness Headset Condenser Microphone | 124 | 105.4
SM35-TQG | Headset Cardioid Condenser Mic with Snap-fit Windscreen and TA4F (TQG) Connector | 124 | 105.4
SM35-XLR | Headset Cardioid Condenser Mic with Snap-fit Windscreen and Inline XLR Preamp | 199 | 169.15
SM48-LC | Cardioid Dynamic | 69 | 58.65
SM48S-LC | Cardioid Dynamic, On-Off Switch | 75 | 63.75
SM57-LC | Cardioid Dynamic | 129 | 109.65
SM57-X2U | Cardioid Dynamic Microphone with X2U XLR-to-USB Signal Adapter | 249 | 211.65
SM58-CN | Cardioid Dynamic, Includes 25' XLR to XLR Cable | 139 | 118.15
SM58-CN BTS | SM58 + CABLE + STAND BUNDLE | 169 | 143.65
SM58-LC | Cardioid Dynamic | 129 | 109.65
SM58S | Cardioid Dynamic, On-Off Switch | 135 | 114.75
SM58-X2U | Cardioid Dynamic Microphone with X2U XLR-to-USB Signal Adapter | 249 | 211.65
SM63 | Omnidirectional Dynamic | 199 | 169.15
SM63L | Omnidirectional Dynamic, Champagne Finish with Extended Handle for Interviewing | 229 | 194.65
SM63LB | Omnidirectional Dynamic, Black Finish with Extended Handle for Interviewing | 229 | 194.65
SM7B | Cardioid Dynamic Studio Vocal Microphone, includes standard and close-talk windscreens | 499 | 424.15
SM81-LC | Cardioid Condenser with 10dB Attenuator and 3 Position Low-Cut Filter, with Foam Windscreen | 499 | 424.15
SM86 | Cardioid Condenser Handheld Vocal Microphone | 239 | 203.15
SPEAKER1 | PoE+ powered Loudspeaker. Wall, standing, or ceiling mount. Includes mounting kit and 15 ft CAT6 cable | 949 | 806.65
SRH1540-BK | SRH1540 Premium Closed-Back Headphones for Clear Highs and Extended Bass | 624 | 530.4
SRH1840-BK | SRH1840 Premium Open-back Headphones for Smooth, Extended Highs and Accurate Bass | 624 | 530.4
SRH240A-BK | SRH240A Professional Quality Headphones designed for Home Recording & Everyday Listening | 75 | 63.75
SRH440A | Professional Studio Headphones | 125 | 106.25
SRH840A | Professional Monitoring Headphones | 186 | 158.1
Super 55 | Deluxe Vocal Microphone | 319 | 271.15
SYSTEMON-ENT1 | Enterprise Unlimited License for 1 year | 0 | 0
TABLE1 | Tabletop speaker mic system with 9 element array microphone and full range speaker. Includes 12 ft USB Cable and 15 ft CAT6 cable | 1049 | 891.65
TH53B/O-LEMO | OMNI HDSET,LEMO,BLACK | 749 | 636.65
TH53B/O-MDOT | OMNI HDSET,MDOT,BLACK | 749 | 636.65
TH53B/O-MTQG | OMNI HDSET,MTQG,BLACK | 749 | 636.65
TH53B/O-NC | OMNI HDSET,NO CONN, BLACK | 724 | 615.4
TH53C/O-LEMO | OMNI HDSET,LEMO,COCOA | 749 | 636.65
TH53C/O-MDOT | OMNI HDSET,MDOT,COCOA | 749 | 636.65
TH53C/O-MTQG | OMNI HDSET,MTQG,COCOA | 749 | 636.65
TH53T/O-LEMO | OMNI HDSET,LEMO,TAN | 749 | 636.65
TH53T/O-MDOT | OMNI HDSET,MDOT,TAN | 749 | 636.65
TH53T/O-MTQG | OMNI HDSET,MTQG,TAN | 749 | 636.65
TH53T/O-NC | OMNI HDSET,NO CONN, TAN | 724 | 615.4
TL45B/O-LEMO | OMNI LAV, LOW SENS, LEMO,BLACK | 499 | 424.15
TL45C/O-LEMO | OMNI LAV, LOW SENS, LEMO,COCOA | 499 | 424.15
TL45T/O-LEMO | OMNI LAV, LOW SENS, LEMO,TAN | 499 | 424.15
TL45W/O-LEMO | OMNI LAV, LOW SENS, LEMO,WHITE | 499 | 424.15
TL46B/O-LEMO | OMNI LAV, HI SENS, LEMO,BLACK | 499 | 424.15
TL46B/O-MTQG | OMNI LAV, HI SENS, MTQG,BLACK | 499 | 424.15
TL46C/O-LEMO | OMNI LAV, HI SENS, LEMO,COCOA | 499 | 424.15
TL46C/O-MTQG | OMNI LAV, HI SENS, MTQG,COCOA | 499 | 424.15
TL46T/O-LEMO | OMNI LAV, HI SENS, LEMO,TAN | 499 | 424.15
TL46T/O-MTQG | OMNI LAV, HI SENS, MTQG,TAN | 499 | 424.15
TL46W/O-LEMO | OMNI LAV, HI SENS, LEMO,WHITE | 499 | 424.15
TL46W/O-MTQG | OMNI LAV, HI SENS, MTQG,WHITE | 499 | 424.15
TL47B/O-LEMO | OMNI LAV, LOW SENS, LEMO,BLACK | 499 | 424.15
TL47B/O-LEMO-A | OMNI LAV, LOW SENS, LEMO,BLACK,ACCS | 561 | 476.85
TL47B/O-MDOT-A | OMNI LAV, LOW SENS, MDOT,BLACK,ACCS | 561 | 476.85
TL47B/O-MTQG | OMNI LAV, LOW SENS, MTQG,BLACK | 499 | 424.15
TL47B/O-MTQG-A | OMNI LAV, LOW SENS, MTQG,BLACK,ACCS | 561 | 476.85
TL47B/O-NC-A | OMNI LAV,LOW SENS, NO CONN,BLACK,ACCS | 499 | 424.15
TL47B/O-XLR-A | OMNI LAV, LOW SENS, XLR,BLACK,ACCS | 624 | 530.4
TL47C/O-LEMO | OMNI LAV, LOW SENS, LEMO,COCOA | 499 | 424.15
TL47C/O-LEMO-A | OMNI LAV, LOW SENS, LEMO,COCOA,ACCS | 561 | 476.85
TL47C/O-MDOT-A | OMNI LAV, LOW SENS, MDOT,COCOA,ACCS | 561 | 476.85
TL47C/O-MTQG | OMNI LAV, LOW SENS, MTQG,COCOA | 499 | 424.15
TL47C/O-MTQG-A | OMNI LAV, LOW SENS, MTQG,COCOA,ACCS | 561 | 476.85
TL47C/O-NC-A | OMNI LAV,LOW SENS, NO CONN,COCOA,ACCS | 499 | 424.15
TL47T/O-LEMO | OMNI LAV, LOW SENS, LEMO,TAN | 499 | 424.15
TL47T/O-LEMO-A | OMNI LAV, LOW SENS, LEMO,TAN,ACCS | 561 | 476.85
TL47T/O-MDOT-A | OMNI LAV, LOW SENS, MDOT,TAN,ACCS | 561 | 476.85
TL47T/O-MTQG | OMNI LAV, LOW SENS, MTQG,TAN | 499 | 424.15
TL47T/O-MTQG-A | OMNI LAV, LOW SENS, MTQG,TAN,ACCS | 561 | 476.85
TL47T/O-NC-A | OMNI LAV,LOW SENS, NO CONN,TAN,ACCS | 499 | 424.15
TL47W/O-LEMO | OMNI LAV, LOW SENS, LEMO,WHITE | 499 | 424.15
TL47W/O-LEMO-A | OMNI LAV, LOW SENS, LEMO,WHITE,ACCS | 561 | 476.85
TL47W/O-MDOT-A | OMNI LAV, LOW SENS, MDOT,WHITE,ACCS | 561 | 476.85
TL47W/O-MTQG | OMNI LAV, LOW SENS, MTQG,WHITE | 499 | 424.15
TL47W/O-MTQG-A | OMNI LAV, LOW SENS, MTQG,WHITE,ACCS | 561 | 476.85
TL47W/O-NC-A | OMNI LAV,LOW SENS, NO CONN,WHITE,ACCS | 499 | 424.15
TL48B/O-LEMO-A | OMNI LAV, TAILORED,LEMO,BLACK,ACCS | 561 | 476.85
TL48B/O-MDOT-A | OMNI LAV, TAILORED,MDOT,BLACK,ACCS | 561 | 476.85
TL48B/O-MTQG-A | OMNI LAV, TAILORED,MTQG,BLACK,ACCS | 561 | 476.85
TL48B/O-NC-A | OMNI LAV, TAILORED,NO CONN,BLACK,ACCS | 536 | 455.6
TL48B/O-XLR-A | OMNI LAV, TAILORED,XLR,BLACK,ACCS | 624 | 530.4
TL48T/O-LEMO-A | OMNI LAV, TAILORED,LEMO,TAN,ACCS | 561 | 476.85
TL48T/O-MDOT-A | OMNI LAV, TAILORED,MDOT,TAN,ACCS | 561 | 476.85
TL48T/O-MTQG-A | OMNI LAV, TAILORED,MTQG,TAN,ACCS | 561 | 476.85
TL48T/O-NC-A | OMNI LAV, TAILORED,NO CONN,TAN,ACCS | 536 | 455.6
TL48W/O-LEMO-A | OMNI LAV, TAILORED,LEMO,WHITE,ACCS | 561 | 476.85
TL48W/O-MDOT-A | OMNI LAV, TAILORED,MDOT,WHITE,ACCS | 561 | 476.85
TL48W/O-MTQG-A | OMNI LAV, TAILORED,MTQG,WHITE,ACCS | 561 | 476.85
TL48W/O-NC-A | OMNI LAV, TAILORED,NO CONN,WHITE,ACCS | 536 | 455.6
UA221 | Passive Antenna Splitter/Combiner Kit. Includes Two Splitter/Combiners, Four Coaxial Cables, and Attaching Hardware | 250 | 212.5
UA221DB-RSMA | The UA221DB-RSMA splits an incoming signal into two outgoing signals, allowing two GLXD4R+ receivers to share a single pair of antennas. | 329 | 279.65
UA400 | 1/4 Wave Antenna for U4S, U4D and UC4 Receivers (774-952MHz) | 36 | 30.6
UA400B | 1/4 Wave Antenna for SLX4, U4S, U4D and UC4 Receivers (470-752 MHz) | 36 | 30.6
UA440 | Front Mount Antenna Kit, NOW INCLUDES (4) 2' BNC-BNC Coaxial Cables and (4) Bulkhead Adapters (Requires Full Rack Space) | 172 | 146.2
UA505 | Mounting Bracket and BNC Adapter for Remote Antenna Mounting (Contains one) | 58 | 49.3
UA505-RSMA | WALL MOUNT FOR PA805-RSMA AND GLX-D | 44 | 37.4
UA506 | Rack Hardware for Single ULX Receiver, P2T, P4M, P4T, DFR11EQ5, DP11EQ, SCM262 or SCM268 | 38 | 32.3
UA507 | Rack Hardware for Dual ULX Receivers, P2T, P4M, P4T, DFR11EQ5, DP11EQ, SCM262 or SCM268 (one kit required per two receivers) | 38 | 32.3
UA600 | Front Mount Antenna Kit for U4S, U4D, UC4 and ULX Single Receivers | 74 | 62.9
UA700 | Omnidirectional Whip Antenna for UR1/UR1M Bodypack Transmitters, UR5 Portable Receiver, P9R/P9RA/P10R Bodypack Receivers, (470-530 MHz) | 36 | 30.6
UA700-V | 1/4-wave bodypack antenna | 46 | 39.1
UA710 | Omnidirectional Whip Antenna for UR1/UR1M Bodypack Transmitters, UR5 Portable Receiver, P9R/P9RA/P10R Bodypack Receivers, (518-578 MHz) | 36 | 30.6
UA720 | Omnidirectional Whip Antenna for UR1/UR1M Bodypack Transmitters, UR5 Portable Receiver, P9R/P9RA/P10R Bodypack Receivers, (578-698 MHz) | 36 | 30.6
UA730 | ANTENNA, BLUE CA | 36 | 30.6
UA740 | Omnidirectional Whip Antenna for UR1/UR1M Bodypack Transmitters, UR5 Portable Receiver, P9R/P9RA/P10R Bodypack Receivers, (944-952 MHz) | 36 | 30.6
UA7-518-542 | BODYPACK ANTENNA W/SAW 518-542MHZ | 53 | 45.05
UA7-542-574 | BODYPACK ANTENNA W/SAW 542-574MHZ | 53 | 45.05
UA7-574-606 | BODYPACK ANTENNA W/SAW 574-606MHZ | 53 | 45.05
UA802 | 2' UHF Coaxial Antenna Cable, BNC-BNC, RG58C/U Type | 26 | 22.1
UA802-RSMA | 2' REVERSE SMA CABLE | 18 | 15.3
UA806 | 6' BNC to BNC Cable for Remote Antenna Mounting, RG58C/U Type | 46 | 39.1
UA806-RSMA | 6' REVERSE SMA CABLE | 33 | 28.05
UA8100 | 100' UHF Remote Antenna Extension Cable, BNC-BNC, RG213/U Type | 386 | 328.1
UA8100-RSMA | 100' REVERSE SMA CABLE | 295 | 250.75
UA8-174-216 | 1/4-wave receiver antenna | 32 | 27.2
UA8-2.4-5.8 | Dual Band omnidirectional 45º antenna for use with GLX-D+ Dual Band Digital Wireless Systems. Compatible with GLXD4R+ receiver and GLXD+FMDB Frequency Manager. | 46 | 39.1
UA825 | 25' UHF Remote Antenna Extension Cable, BNC-BNC, RG8X/U Type | 84 | 71.4
UA825-RSMA | 25' REVERSE SMA CABLE | 62 | 52.7
UA834V | In-line amplifier (174-216 MHz) | 179 | 152.15
UA834WB | In-line antenna amplifier for remote mounting. (470-902 MHz) | 179 | 152.15
UA834XA | In-line antenna amplifier for remote mounting. (902-960 MHz) | 179 | 152.15
UA844+SWB | Five-way active antenna splitter and power distribution system for QLX-D®, ULX®, ULX-D®, SLX®, and BLX® (BLX4R only) receivers. (470-952 MHz) | 860 | 731
UA844+SWB/LC | Five-way active antenna splitter and power distribution system for QLX-D®, ULX®, ULX-D®, SLX®, and BLX® (BLX4R only) receivers. Excludes antenna cables and locking power cables (470-952 MHz) | 748 | 635.8
UA844+V | Antenna Distribution System | 860 | 731
UA844+V/LC | Antenna Distribution System (without cables) | 748 | 635.8
UA845UWB | Five-way active antenna and power distribution system for QLX-D®, ULX®, ULX-D®, SLX®, and BLX® (BLX4R only) receivers. Switchable frequency ranges: 174-216 MHz, 470-960 MHz, 1240-1260 MHz, 1492-1525 MHz, 1785-1805 MHz | 1474 | 1252.9
UA8-470-530 | 1/2 Wave Omnidirectional Antenna for UR4S+, UR4D+, ULXS4, ULXP4 Receivers, P9T Transmitter, (470-530 MHz) | 32 | 27.2
UA8-470-542 | 1/2 Wave Omnidirectional Antenna for ULXD4 Receiver, P10T Transmitter, (470-542 MHz) | 32 | 27.2
UA8-470-636 | 1/2 WAVE RECEIVER ANTENNA | 32 | 27.2
UA850 | 50' UHF Remote Antenna Extension Cable, BNC-BNC, RG8X/U Type | 158 | 134.3
UA8-500-560 | 1/2 Wave Omnidirectional Antenna for P9T Transmitter, (500-560 MHz) | 32 | 27.2
UA850-RSMA | 50' REVERSE SMA CABLE | 120 | 102
UA8-518-578 | 1/2 Wave Omnidirectional Antenna for UR4S+, UR4D+ Receivers, (518-578 MHz) | 32 | 27.2
UA8-518-582 | ANTENNA, 1/2 WAVE, 45 DEG, 518-582MHz | 32 | 27.2
UA8-518-598 | ANTENNA, 1/2 WAVE, 45 DEG, 518-598MHz | 32 | 27.2
UA8-554-590 | 1/2 Wave Omnidirectional Antenna for ULXS4, ULXP4 Receivers, (554-590 MHz) | 32 | 27.2
UA8-554-626 | 1/2 Wave Omnidirectional Antenna for P10T Transmitter, (554-626MHz) | 32 | 27.2
UA8-554-638 | 1/2 Wave Omnidirectional Antenna for ULXD4 Receiver, (554-638 MHz) | 32 | 27.2
UA8-572-596 | 1/2 Wave Omnidirectional Antenna for SLX4 Receivers, (572-596 MHz) | 32 | 27.2
UA8-578-638 | 1/2 Wave Omnidirectional Antenna for UR4S+, UR4D+ Receivers, P9T Transmitter, (578-638 MHz) | 32 | 27.2
UA8-596-668 | ANTENNA, 1/2 WAVE, 45 DEG, 596-668MHz | 32 | 27.2
UA8-596-714 | ANTENNA, 1/2 WAVE, 45 DEG, 596-714MHz | 32 | 27.2
UA860SWB | 1/2 Wave Omni Antenna, Includes 2'BNC/BNC Cable, 25' BNC/BNC Cable and WA371 Mounting Clip, 470-1100 MHz | 430 | 365.5
UA860V | Passive Omnidirectional Antenna | 538 | 457.3
UA8-626-698 | 1/2 Wave Omnidirectional Antenna for ULXD4 Receiver, P10T Transmitter, (626-698 MHz) | 32 | 27.2
UA8-638-698 | 1/2 Wave Omnidirectional Antenna for UR4S+, UR4D+, ULXS4, ULXP4 Receivers, P9T Transmitter, (638-698 MHz) | 32 | 27.2
UA864US | Wall-Mounted Wideband Antenna | 678 | 576.3
UA874US | Active Directional Antenna with Gain Switch 470-698 MHz | 566 | 481.1
UA874V | Active Directional Antenna | 708 | 601.8
UA874WB | ACTIVE DIRECTIONAL ANTENNA 470-900MHz | 566 | 481.1
UA874XA | Active directional antenna with gain switch. (902-960 MHz) | 566 | 481.1
UA8-900-1000 | 1/2 Wave Omnidirectional Antenna for UR4S+, UR4D+, ULXS4, ULXP4 Receivers, P9T, P10T Transmitters, (900-952 MHz) | 32 | 27.2
UABiast-US | In-line adapter. Supplies 12V DC bias power over coaxial BNC cable, includes PS23US | 125 | 106.25
UAMS/BK | Modular Mute Switch for UR2 Transmitters, Black | 220 | 187
UAMS/SL | Modular Mute Switch for UR2 Transmitters, Champaigne | 220 | 187
UL4B/C-LM3-A | Directional Subminiature Lavalier, Black | 399 | 339.15
UL4B/C-MTQG-A | Directional Subminiature Lavalier, Black | 375 | 318.75
UL4B/C-XLR-A | Directional Subminiature Lavalier, Black | 435 | 369.75
UL4C/C-LM3-A | Directional Subminiature Lavalier, Cocoa | 399 | 339.15
UL4C/C-MTQG-A | Directional Subminiature Lavalier, Cocoa | 375 | 318.75
UL4T/C-LM3-A | Directional Subminiature Lavalier, Tan | 399 | 339.15
UL4T/C-MTQG-A | Directional Subminiature Lavalier, Tan | 375 | 318.75
UL4W/C-LM3-A | Directional Subminiature Lavalier, White | 399 | 339.15
UL4W/C-MTQG-A | Directional Subminiature Lavalier, White | 375 | 318.75
ULXD1=-G50 | Digital Wireless Bodypack Transmitter with Miniature 4-Pin Connector | 794 | 674.9
ULXD1=-H50 | Digital Wireless Bodypack Transmitter with Miniature 4-Pin Connector | 794 | 674.9
ULXD1=-J50A | Digital Wireless Bodypack Transmitter with Miniature 4-Pin Connector | 794 | 674.9
ULXD1=-V50 | Digital Wireless Bodypack Transmitter with Miniature 4-Pin Connector | 794 | 674.9
ULXD1=-X52 | Digital Wireless Bodypack Transmitter with Miniature 4-Pin Connector | 794 | 674.9
ULXD1LEMO3=-G50 | Digital Wireless Bodypack Transmitter with LEMO3 Connector | 886 | 753.1
ULXD1LEMO3=-H50 | Digital Wireless Bodypack Transmitter with LEMO3 Connector | 886 | 753.1
ULXD1LEMO3=-J50A | Digital Wireless Bodypack Transmitter with LEMO3 Connector | 886 | 753.1
ULXD1LEMO3=-V50 | ULXD1 BODYPACK TRANSMITTER W/ LEMO | 886 | 753.1
ULXD1LEMO3=-X52 | Digital Wireless Bodypack Transmitter with LEMO3 Connector | 886 | 753.1
ULXD2/B58=-G50 | Handheld Transmitter with BETA 58A® Microphone | 1000 | 850
ULXD2/B58=-H50 | Handheld Transmitter with BETA 58A® Microphone | 1000 | 850
ULXD2/B58=-J50A | Handheld Transmitter with BETA 58A® Microphone | 1000 | 850
ULXD2/B58=-V50 | Handheld Transmitter with BETA 58A® Microphone | 1000 | 850
ULXD2/B58=-X52 | Handheld Transmitter with BETA 58A® Microphone | 1000 | 850
ULXD2/B87A=-G50 | Handheld Transmitter with BETA 87A Microphone | 1136 | 965.6
ULXD2/B87A=-H50 | Handheld Transmitter with BETA 87A Microphone | 1136 | 965.6
ULXD2/B87A=-J50A | Handheld Transmitter with BETA 87A Microphone | 1136 | 965.6
ULXD2/B87A=-V50 | Handheld Transmitter with BETA 87A Microphone | 1136 | 965.6
ULXD2/B87A=-X52 | Handheld Transmitter with BETA 87A Microphone | 1136 | 965.6
ULXD2/B87C=-G50 | Handheld Transmitter with BETA 87C Microphone | 1136 | 965.6
ULXD2/B87C=-H50 | Handheld Transmitter with BETA 87C Microphone | 1136 | 965.6
ULXD2/B87C=-J50A | Handheld Transmitter with BETA 87C Microphone | 1136 | 965.6
ULXD2/B87C=-V50 | Handheld Transmitter with BETA 87C Microphone | 1136 | 965.6
ULXD2/B87C=-X52 | Handheld Transmitter with BETA 87C Microphone | 1136 | 965.6
ULXD2/K8B=-G50 | ULXD HH TRANSMITTER 470-534 MHz | 1636 | 1390.6
ULXD2/K8B=-H50 | ULXD HH TRANSMITTER 534-598 MHz | 1636 | 1390.6
ULXD2/K8B=-J50A | Black ULX-D HH Transmitter with KSM8 capsule | 1636 | 1390.6
ULXD2/K8B=-V50 | Black ULX-D HH Transmitter with KSM8 capsule | 1636 | 1390.6
ULXD2/K8B=-X52 | Black ULX-D HH Transmitter with KSM8 capsule | 1636 | 1390.6
ULXD2/K8N=-G50 | ULXD HH TRANSMITTER 470-534 MHz | 1636 | 1390.6
ULXD2/K8N=-H50 | ULXD HH TRANSMITTER 534-598 MHz | 1636 | 1390.6
ULXD2/K8N=-J50A | Nickel ULX-D HH Transmitter with KSM8 capsule | 1636 | 1390.6
ULXD2/K8N=-X52 | Nickel ULX-D HH Transmitter with KSM8 capsule | 1636 | 1390.6
ULXD2/KSM9=-G50 | Handheld Transmitter with KSM9 Microphone (Black) | 1894 | 1609.9
ULXD2/KSM9=-H50 | Handheld Transmitter with KSM9 Microphone (Black) | 1894 | 1609.9
ULXD2/KSM9=-J50A | Handheld Transmitter with KSM9 Microphone (Black) | 1894 | 1609.9
ULXD2/KSM9=-V50 | Handheld Transmitter with KSM9 Microphone (Black) | 1894 | 1609.9
ULXD2/KSM9=-X52 | Handheld Transmitter with KSM9 Microphone (Black) | 1894 | 1609.9
ULXD2/KSM9HS=-G50 | Handheld Transmitter with KSM9HS/BK Microphone (Black) | 1894 | 1609.9
ULXD2/KSM9HS=-H50 | Handheld Transmitter with KSM9HS/BK Microphone (Black) | 1894 | 1609.9
ULXD2/KSM9HS=-J50A | Handheld Transmitter with KSM9HS/BK Microphone (Black) | 1894 | 1609.9
ULXD2/KSM9HS=-V50 | Handheld Transmitter with KSM9HS/BK Microphone (Black) | 1894 | 1609.9
ULXD2/KSM9HS=-X52 | Handheld Transmitter with KSM9HS/BK Microphone (Black) | 1894 | 1609.9
ULXD2/SM58=-G50 | Handheld Transmitter with SM58® Microphone | 852 | 724.2
ULXD2/SM58=-H50 | Handheld Transmitter with SM58® Microphone | 852 | 724.2
ULXD2/SM58=-J50A | Handheld Transmitter with SM58® Microphone | 852 | 724.2
ULXD2/SM58=-V50 | Handheld Transmitter with SM58® Microphone | 852 | 724.2
ULXD2/SM58=-X52 | Handheld Transmitter with SM58® Microphone | 852 | 724.2
ULXD2/SM86=-G50 | Handheld Transmitter with SM86 Microphone | 1000 | 850
ULXD2/SM86=-H50 | Handheld Transmitter with SM86 Microphone | 1000 | 850
ULXD2/SM86=-J50A | Handheld Transmitter with SM86 Microphone | 1000 | 850
ULXD2/SM86=-V50 | Handheld Transmitter with SM86 Microphone | 1000 | 850
ULXD2/SM86=-X52 | Handheld Transmitter with SM86 Microphone | 1000 | 850
ULXD2/SM87=-G50 | Handheld Transmitter with SM87 Microphone | 1136 | 965.6
ULXD2/SM87=-H50 | Handheld Transmitter with SM87 Microphone | 1136 | 965.6
ULXD2/SM87=-J50A | Handheld Transmitter with SM87 Microphone | 1136 | 965.6
ULXD2/SM87=-V50 | Handheld Transmitter with SM87 Microphone | 1136 | 965.6
ULXD2/SM87=-X52 | Handheld Transmitter with SM87 Microphone | 1136 | 965.6
ULXD4=-G50 | Single Digital Wireless Receiver with PS41US Power Supply, 1/2 Wave Antenna and Rack Mounting Hardware | 1578 | 1341.3
ULXD4=-H50 | Single Digital Wireless Receiver with PS41US Power Supply, 1/2 Wave Antenna and Rack Mounting Hardware | 1578 | 1341.3
ULXD4=-J50A | ULXD4 WIRELESS RECEIVER | 1578 | 1341.3
ULXD4=-V50 | Single Digital Wireless Receiver with PS41US Power Supply, 1/2 Wave Antenna and Rack Mounting Hardware | 1578 | 1341.3
ULXD4=-X52 | Single Digital Wireless Receiver with PS41US Power Supply, 1/2 Wave Antenna and Rack Mounting Hardware | 1578 | 1341.3
ULXD4D=-G50 | Dual Digital Wireless Receiver with internal power supply, 1/2 Wave Antenna and Rack Mounting Hardware | 4516 | 3838.6
ULXD4D=-H50 | Dual Digital Wireless Receiver with internal power supply, 1/2 Wave Antenna and Rack Mounting Hardware | 4516 | 3838.6
ULXD4D=-J50A | ULXD4D DUAL WIRELESS RECEIVER | 4516 | 3838.6
ULXD4D=-V50 | Dual Digital Wireless Receiver with internal power supply, 1/2 Wave Antenna and Rack Mounting Hardware | 4516 | 3838.6
ULXD4D=-X52 | Dual Digital Wireless Receiver with internal power supply, 1/2 Wave Antenna and Rack Mounting Hardware | 4516 | 3838.6
ULXD4DGV=-G50 | Dual Digital Wireless Receiver with Always On AES256 Encryption, Internal Power Supply, 1/2 Wave Antenna and Rack Mounting Hardware, 470-534 MHz | 4742 | 4030.7
ULXD4DGV=-H50 | Dual Digital Wireless Receiver with Always On AES256 Encryption, Internal Power Supply, 1/2 Wave Antenna and Rack Mounting Hardware, 530-602 MHz | 4742 | 4030.7
ULXD4DGV=-J50A | Dual Digital Wireless Receiver with Always On AES256 Encryption, Internal Power Supply, 1/2 Wave Antenna and Rack Mounting Hardware, 572-620 MHz | 4742 | 4030.7
ULXD4GV=-G50 | Single Digital Wireless Receiver with Always On AES256 Encryption, PS41US Power Supply, 1/2 Wave Antenna and Rack Mounting Hardware, 470-534 MHz | 1656 | 1407.6
ULXD4GV=-H50 | Single Digital Wireless Receiver with Always On AES256 Encryption, PS41US Power Supply, 1/2 Wave Antenna and Rack Mounting Hardware, 530-602 MHz | 1656 | 1407.6
ULXD4GV=-J50A | Single Digital Wireless Receiver with Always On AES256 Encryption, PS41US Power Supply, 1/2 Wave Antenna and Rack Mounting Hardware, 572-620 MHz | 1656 | 1407.6
ULXD4Q=-G50 | Quad Digital Wireless Receiver with internal power supply, 1/2 Wave Antenna and Rack Mounting Hardware | 9034 | 7678.9
ULXD4Q=-H50 | Quad Digital Wireless Receiver with internal power supply, 1/2 Wave Antenna and Rack Mounting Hardware | 9034 | 7678.9
ULXD4Q=-J50A | Quad Digital Wireless Receiver with internal power supply, 1/2 Wave Antenna and Rack Mounting Hardware | 9034 | 7678.9
ULXD4Q=-V50 | Quad Digital Wireless Receiver with internal power supply, 1/2 Wave Antenna and Rack Mounting Hardware | 9034 | 7678.9
ULXD4Q=-X52 | ULXD4Q QUAD WIRELESS RECEIVER | 9034 | 7678.9
ULXD4QGV=-G50 | Quad Digital Wireless Receiver with Always On AES256 Encryption, Internal Power Supply, 1/2 Wave Antenna and Rack Mounting Hardware, 470-534 MHz | 9486 | 8063.1
ULXD4QGV=-H50 | Quad Digital Wireless Receiver with Always On AES256 Encryption, Internal Power Supply, 1/2 Wave Antenna and Rack Mounting Hardware, 530-602 MHz | 9486 | 8063.1
ULXD4QGV=-J50A | Quad Digital Wireless Receiver with Always On AES256 Encryption, Internal Power Supply, 1/2 Wave Antenna and Rack Mounting Hardware, 572-620 MHz | 9486 | 8063.1
ULXD6/C=-G50 | Cardioid wireless boundary microphone for ULXD and QLXD. Includes AA Alkaline Batteries | 852 | 724.2
ULXD6/C=-H50 | Cardioid wireless boundary microphone for ULXD and QLXD. Includes AA Alkaline Batteries | 852 | 724.2
ULXD6/C=-J50A | Cardioid wireless boundary microphone for ULXD and QLXD. Includes AA Alkaline Batteries | 852 | 724.2
ULXD6/C=-X52 | Cardioid wireless boundary microphone for ULXD and QLXD. Includes AA Alkaline Batteries | 852 | 724.2
ULXD6/O=-G50 | Omni wireless boundary microphone for ULXD and QLXD. Includes AA Alkaline Batteries | 852 | 724.2
ULXD6/O=-H50 | Omni wireless boundary microphone for ULXD and QLXD. Includes AA Alkaline Batteries | 852 | 724.2
ULXD6/O=-J50 | Omni wireless boundary microphone for ULXD and QLXD. Includes AA Alkaline Batteries | 852 | 724.2
ULXD6/O=-J50A | Omni wireless boundary microphone for ULXD and QLXD. Includes AA Alkaline Batteries | 852 | 724.2
ULXD6/O=-X52 | Omni wireless boundary microphone for ULXD and QLXD. Includes AA Alkaline Batteries | 852 | 724.2
ULXD6W/C=-G50 | White Cardioid wireless boundary microphone for ULXD and QLXD. Includes AA Alkaline Batteries | 852 | 724.2
ULXD6W/C=-H50 | White Cardioid wireless boundary microphone for ULXD and QLXD. Includes AA Alkaline Batteries | 852 | 724.2
ULXD6W/C=-J50A | White Cardioid wireless boundary microphone for ULXD and QLXD. Includes AA Alkaline Batteries | 852 | 724.2
ULXD6W/C=-X52 | White Cardioid wireless boundary microphone for ULXD and QLXD. Includes AA Alkaline Batteries | 852 | 724.2
ULXD6W/O=-G50 | White Omni wireless boundary microphone for ULXD and QLXD. Includes AA Alkaline Batteries | 852 | 724.2
ULXD6W/O=-H50 | White Omni wireless boundary microphone for ULXD and QLXD. Includes AA Alkaline Batteries | 852 | 724.2
ULXD6W/O=-J50 | White Omni wireless boundary microphone for ULXD and QLXD. Includes AA Alkaline Batteries | 852 | 724.2
ULXD6W/O=-J50A | White Omni wireless boundary microphone for ULXD and QLXD. Includes AA Alkaline Batteries | 852 | 724.2
ULXD6W/O=-X52 | White Omni wireless boundary microphone for ULXD and QLXD. Includes AA Alkaline Batteries | 852 | 724.2
ULXD8=-G50 | Wireless gooseneck microphone base for ULXD and QLXD. Includes AA Alkaline Batteries | 774 | 657.9
ULXD8=-H50 | Wireless gooseneck microphone base for ULXD and QLXD. Includes AA Alkaline Batteries | 774 | 657.9
ULXD8=-J50 | Wireless gooseneck microphone base for ULXD and QLXD. Includes AA Alkaline Batteries | 774 | 657.9
ULXD8=-J50A | Wireless gooseneck microphone base for ULXD and QLXD. Includes AA Alkaline Batteries | 774 | 657.9
ULXD8=-X52 | Wireless gooseneck microphone base for ULXD and QLXD. Includes AA Alkaline Batteries | 774 | 657.9
ULXD8W=-G50 | White Wireless gooseneck microphone base for ULXD and QLXD. Includes AA Alkaline Batteries | 774 | 657.9
ULXD8W=-H50 | White Wireless gooseneck microphone base for ULXD and QLXD. Includes AA Alkaline Batteries | 774 | 657.9
ULXD8W=-J50 | White Wireless gooseneck microphone base for ULXD and QLXD. Includes AA Alkaline Batteries | 774 | 657.9
ULXD8W=-J50A | White Wireless gooseneck microphone base for ULXD and QLXD. Includes AA Alkaline Batteries | 774 | 657.9
ULXD8W=-X52 | White Wireless gooseneck microphone base for ULXD and QLXD. Includes AA Alkaline Batteries | 774 | 657.9
URT2 | UNIVERSAL RACK TRAY | 46 | 39.1
URT3 | SBC250 RACK AND WALL TRAY FOR ULXD6/8 | 84 | 71.4
VCC3 | 3.5mm to Block Cable, Pair | 104 | 88.4
VIP55SM | SIDE BY SIDE DUAL MICROPHONE MOUNT | 329 | 279.65
VP64A | Omnidirectional Dynamic Microphone, Black | 119 | 101.15
VP64AL | Omnidirectional Dynamic Microphone with Extended Handle for Interviewing, Black | 129 | 109.65
VP82 | Short Integrated Shotgun Microphone with Pouch and Foam Windscreen | 419 | 356.15
VP83 | Camera-mount shotgun microphone | 249 | 211.65
VP83F | Camera-mount shotgun microphone w/integrated flash recording | 374 | 317.9
VP88 | M-S Stereo Microphone with Internal Matrix, Battery Included | 999 | 849.15
VP89L | Long Condenser Shotgun Microphone with Case and Foam Windscreen | 1399 | 1189.15
VP89M | Medium Condenser Shotgun Microphone with Case and Foam Windscreen | 1199 | 1019.15
VP89S | Short Condenser Shotgun Microphone with Case and Foam Windscreen | 919 | 781.15
VPH | LONG WIRED MICROPHONE HANDLE, BLACK | 186 | 158.1
WA150 | MX150 Storage Pouch | 26 | 22.1
WA153 | MX153 Storage Pouch | 32 | 27.2
WA302 | 2' Instrument Cable, 4-Pin Mini Connector (TA4F) to 1/4" Connector, used with UR1, ULX1, SLX1, PGX1, PG1, T1, SC1, LX1, U1, UC1, and UT1 Bodypack Transmitters | 28 | 23.8
WA303 | 2' Standard Guitar Cable with 1/4" Connector on Each End | 6 | 5.1
WA304 | 2' Instrument Cable, 4-Pin Mini Connector (TA4F) with Right-Angle 1/4" Connector, used with ULX, UR1, SLX1, PGX1, PG1, T1, SC1,LX1, U1, UC1, and UT1 Bodypack Transmitters | 30 | 25.5
WA305 | Premium threaded locking TQG connector guitar cable (functions with GLXD1, ULXD1, AXT100) | 54 | 45.9
WA306 | Premium push button TQG connector guitar cable (for use with PG1, PGX1, PGXD1, BLX1, SLX1, ULX1, UR1, UR1M Bodypack transmitters) | 46 | 39.1
WA307 | Premium Guitar Cable with Right Angle ¼ Inch Neutrik Connector | 35 | 29.75
WA308 | GUITAR CABLE, LEMO TO ¼” | 149 | 126.65
WA309 | GUITAR CABLE, LEMO TO ¼”, RIGHT ANGLE | 149 | 126.65
WA310 | 4' Microphone Adapter Cable, 4-Pin Mini Connector (TA4F) to XLR(F) Connector, used with PG1, PGX1, SLX1, LX1, U1, UC1, ULX, UR1 and UT1 Bodypack Transmitters | 28 | 23.8
WA330 | 4-Pin Mini Connector (TA4F) Adapts small-diameter microphone cable to the T11, PG1, PGX1, SLX1, ULX1, UC1, U1, or UR1 body-pack transmitter | 20 | 17
WA333 | 4-Pin Mini Connector (TA4F); Crimp-on version. RF Resistant. | 14 | 11.9
WA340 | Optional TQG Threadlock Adapter for use with UR1 Transmitter | 22 | 18.7
WA360 | In-line Mute Switch for LX1, PG1, PGX1, SC, SLX, T1, U1, UC1,ULX1, UR1 Bodypack Transmitters | 102 | 86.7
WA371 | Mic Clip for all Handheld Transmitters | 12 | 10.2
WA411 | LEMO 1.1MM CONNECTOR FOR TL45 | 61 | 51.85
WA416 | LEMO 1.6MM CONNECTOR,TL46/TL47/TL48/TH53 | 61 | 51.85
WA430 | NEUTRIK MTQG CONNECTOR KIT, 4 PIN | 25 | 21.25
WA435 | NEUTRIK MTQG CONNECTOR KIT, 5 PIN | 25 | 21.25
WA445 | NEUTRIK THREADED SHELL FOR WA430/WA435 | 18 | 15.3
WA451 | Output Cable, TA3F To XLRM, 1 ft, used with UR5 | 54 | 45.9
WA460 | 3.5' Output Cable, TA3F Connector to Stereo Miniplug Connector, used with VP3 Receivers | 36 | 30.6
WA461 | OUTPUT CABLE, TA3F TO 3.5MM | 36 | 30.6
WA504 | Universal Mounting Bracket for Connecting Two Half Racks. Mounts an Extruded Chassis to a Side-Mount Chassis. (Ex: DFR11EQ to UC4, P4M to P6T) | 32 | 27.2
WA555 | Handheld Transmitter Grip/Switch Cover (Black) for LX2, SC2, T2, U2, UC2, ULX2, and UT2 Handheld Transmitters | 10 | 8.5
WA570A | Neoprene Bodypack Belt Pouch for UR1, ULX1, SLX1, PGX1, LX1, SC1, T1G, T1, U1, UC1, and UT1 Bodypack Transmitters | 36 | 30.6
WA580B | Black Neoprene pouch for UR1 Bodypack Transmitter and UR1M Micro-Bodypack Transmitter | 24 | 20.4
WA580W | White Neoprene pouch for UR1 Bodypack Transmitter and UR1M Micro-Bodypack Transmitter | 24 | 20.4
WA581B | Black Neoprene pouch for UR1M Micro-Bodypack Transmitter | 43 | 36.55
WA582B | GLXD Body Pack Guitar Strap Pouch | 29 | 24.65
WA610 | Hard Carrying Case for ULX and SLX 1/2 Rack Wireless System | 170 | 144.5
WA615M | One Each Blue, Red, Yellow, White, Orange Colored Handheld Transmitter ID Rings for T, UT, LX, ULX, UC | 24 | 20.4
WA616M | 5 IDENTIFICATION RINGS | 34 | 28.9
WA617M | RADOME COLOR ID KIT FOR AD2 | 33 | 28.05
WA618 | CHARGING CONTACT COVER FOR AD2 | 10 | 8.5
WA619-A | BATTERY COVER RADOME FOR ADX2 | 10 | 8.5
WA620 | Neoprene Bodypack Arm Pouch for ULX1, SLX1, LX1, SC1, T1G, T1, U1, UC1, UT1, PG, PGX, URI | 36 | 30.6
WA621 | Color ID Caps for BLX2 Transmitter | 24 | 20.4
WA653 | Wireless Microphone Flag Extender Kit | 329 | 279.65
WA661 | In-Line Bodypack Mute Switch | 544 | 462.4
WA662 | In-Line Dual Bodypack Mute Switch | 568 | 482.8
WA712-BLU | BLX PG58 Handle only (Blue) | 52 | 44.2
WA712-GLD | BLX PG58 Handle only (Gold) | 52 | 44.2
WA712-PNK | BLX PG58 Handle only (Pink) | 52 | 44.2
WA712-RED | BLX PG58 Handle only (Red) | 52 | 44.2
WA712-SIL | BLX PG58 Handle only (Silver) | 52 | 44.2
WA712-WHT | BLX PG58 Handle only (White) | 52 | 44.2
WA713-BLU | BLX SM58/B58 Handle only (Blue) | 52 | 44.2
WA713-GLD | BLX SM58/B58 Handle only (Gold) | 52 | 44.2
WA713-PNK | BLX SM58/B58 Handle only (Pink) | 52 | 44.2
WA713-RED | BLX SM58/B58 Handle only (Red) | 52 | 44.2
WA713-SIL | BLX SM58/B58 Handle only (Silver) | 52 | 44.2
WA713-WHT | BLX SM58/B58 Handle only (White) | 52 | 44.2
WA874ZP | Zippered Pouch for UA874 & PA805 | 46 | 39.1
WALL1 | 48 inch wall speaker mic system with 15 element array microphone, two full range speakers and subwoofer. Includes wall mount bracket, magnetic level, 3 phillips screws, 12 ft USB Cable and 15 ft CAT6 cable | 1949 | 1656.65
WALL1+HCAM-V | Stem Wall + Huddly IQ Cam + Huddly Display Bracket + Huddly USB-C cable | 3395 | 2885.75
WB98H/C | BETA 98H/C Clip-on Condenser Instrument Microphone Terminated to 4-Pin Mini-connector (TA4F) | 219 | 186.15
WBH54B | BETA 54 Supercardioid Condenser Headworn Microphone, Black, 5' Attached Cable with 4-Pin Mini Connector (TA4F), Foam Windscreen, Clothing Clip, Carrying Case | 399 | 339.15
WBH54T | BETA 54 Supercardioid Condenser Headworn Microphone, Tan, 5' Attached Cable with 4-Pin Mini Connector (TA4F), Foam Windscreen, Clothing Clip, Carrying Case | 399 | 339.15
WCM16 | Hyper-cardioid Headworn Condenser Microphone | 285 | 242.25
WH20QTR | Cardioid Headworn Dynamic Microphone with 1/4" Connector | 95 | 80.75
WH20TQG | Cardioid Headworn Dynamic Microphone with 4-Pin Mini Connector (TA4F) | 95 | 80.75
WH20XLR | Headworn Cardioid Dynamic Microphone with 4' Cable and XLR Connector with belt clip | 95 | 80.75
WL183 | Microflex® Omnidirectional Lavalier Microphone | 136 | 115.6
WL184 | Microflex® Supercardioid Lavalier Microphone | 136 | 115.6
WL185 | Microflex® Cardioid Lavalier Microphone | 136 | 115.6
WL93 | Omnidirectional Condenser Miniature-Lavalier Microphone–Black | 95 | 80.75
WL93-6 | WL93 Wireless Microphone with 6' of Cable–Black | 102 | 86.7
WL93-6T | WL93 Wireless Microphone with 6' of Cable–Tan | 102 | 86.7
WL93T | Omnidirectional Condenser Miniature-Lavalier Microphone–Tan | 95 | 80.75
X2U | XLR-to-USB Signal Adapter | 99 | 84.15

## Chief
Part Number | Description | MSRP | Contract Price
ASP401 | UP/DOWN BREAK TOGGLE SWITCH | 173 | 138.4
AVA1101 | 2X1 FP FSS ACCESSORY | 1131 | 904.8
AVA1102 | 2RU FP FSS ACCESSORY | 249 | 199.2
AVA1103 | CSP FP FSS ACCESSORY | 148 | 118.4
AVA1104 | 2X1 XL FP FSS ACCESSORY | 1699 | 1359.2
AVSFSS | FP FLOOR SUPPORT SYSTEM | 1960 | 1568
CM2-SK1 | CM2 SERVICE KIT 1 - MAIN BOARD, 120V | 1193 | 954.4
CM2-SK3 | CM2 SERVICE KIT 3 - I/O BOARD | 537 | 429.6
CM2-SK4 | CM2 SERVICE KIT 4 - MOTOR, 120V | 769 | 615.2
CM2-SK6 | CM2 SERVICE KIT 6 - MAINTENANCE | 150 | 120
CM2-SK7 | CM2 SERVICE KIT 7 - CABLE MANAGEMENT | 197 | 157.6
CMA100 | CMA-100 COLUMN/FLAT CEILING MT | 227 | 181.6
CMA100W | CMA-100 COLUMN/FLAT CEILING MT | 227 | 181.6
CMA101 | 5" DESIGNER CEILING PLATE | 27 | 21.6
CMA101S | 5" DESIGNER CEILING PLATE SIL. | 27 | 21.6
CMA101W | 5" DESIGNER CEILING PLATE | 27 | 21.6
CMA105 | 4" CEILING PLATE W 1 1/2" NPSM | 54 | 43.2
CMA106 | CEILING JUNCTION PLATE | 69 | 55.2
CMA107W | MIC CEILING JUNCTION PLATE, WHITE | 173 | 138.4
CMA110 | CMA-110 FLAT CEILING PLATE | 82 | 65.6
CMA110-G | 8" FLAT CEILING PLATE, TAA | 93 | 74.4
CMA110S | 8" X 8" CELING PLATE | 82 | 65.6
CMA110W | CMA-110 FLAT CEILING PLATE, WHITE | 82 | 65.6
CMA115 | CMA-115 FLAT CEILING PLATE | 69 | 55.2
CMA115S | CMA-115 FLAT CEILING PLATE | 69 | 55.2
CMA115W | CMA-115 FLAT CEILING PLATE | 69 | 55.2
CMA151 | 1"REDUCER | 32.5 | 26
CMA152 | 1.5" CABLE MANAGEMENT COUPLER | 49.5 | 39.6
CMA160 | INSTALLATION JOB BOX | 332 | 265.6
CMA165 | JUNCTION MOUNT CEILING BOX | 161 | 128.8
CMA170 | CMA170 CPU ENCLOSURE POLE | 288 | 230.4
CMA170W | CMA170 CPU ENCLOSURE POLE | 288 | 230.4
CMA270 | 1-1/2"NPT COUPLER | 35 | 28
CMA270S | 1-1/2"NPT COUPLER | 35 | 28
CMA270W | 1-1/2"NPT COUPLER | 35 | 28
CMA273 | 1.5" NPT CAP | 27 | 21.6
CMA274 | KIT, (1) 4' LONG CUT EXTRUSION | 35 | 28
CMA274W | KIT, (1) 4' LONG CUT EXTRUSION, WHT | 35 | 28
CMA275 | KIT (3) 4ft LONG CUT EXTRUSION | 97 | 77.6
CMA278 | 10 PACK 1-1/2 NPT CAP, BLACK VINYL | 44 | 35.2
CMA290 | CMA290 CABLE LOCKS | 141 | 112.8
CMA330 | OFFSET FIXED CEILING PLATE 1-1/2 NPT | 73 | 58.4
CMA330-G | OFFSET FIXED CEILING PLATE 1-1/2 NPT | 80 | 64
CMA340 | SUPPORT BRACKET AND CABLE ASSY | 258 | 206.4
CMA345 | FLEX JOINT, 1-1/2" NPT | 227 | 181.6
CMA347 | VIBRATION DAMPER MOUNT | 456 | 364.8
CMA348 | VIBRATION ISOLATOR COUPLER | 645 | 516
CMA348W | XL VIBRATION ISOLATOR COUPLER | 645 | 516
CMA351 | SWIVEL ADPTR W/ STOPS | 179 | 143.2
CMA360 | I-BEAM CLAMP | 349 | 279.2
CMA362 | C-CLAMP | 148 | 118.4
CMA365 | TRUSS CEILING ADAPTER | 73 | 58.4
CMA366 | TRUSS SPANNING ADAPTER | 165 | 132
CMA370 | UNISTRUT ADAPTER KIT | 25.5 | 20.4
CMA372 | UNISTRUT ADAPTER | 73 | 58.4
CMA380 | CONCRETE FASTENER KIT | 19 | 15.2
CMA385 | INTERNAL JOIST MOUNT | 148 | 118.4
CMA395 | ANGLED CEILING ADAPTER | 73 | 58.4
CMA395-G | ANGLED CEILING ADAPTER | 100 | 80
CMA395W | ANGLED CEILING ADAPTER WHITE | 73 | 58.4
CMA440 | CEILING PLATE, 8" X 24" | 165 | 132
CMA440-G | CEILING PLATE, 8" X 24", TAA | 223 | 178.4
CMA443 | CMA440 AND CMS003 | 180 | 144
CMA450 | SUSPENDED CEILING PLATE | 240 | 192
CMA455 | SUSPENDED CEILING PANEL | 227 | 181.6
CMA470 | PLENUM CEILING BOX | 150 | 120
CMA471 | PLENUM CEILING BOX | 200 | 160
CMA472 | ABOVE CEILING ENCLOSURE | 150 | 120
CMA473 | XL PLENUM CEILING BOX | 221 | 176.8
CMA474 | SYSAU PLENUM RATED STORAGE BOX | 214 | 171.2
CMA480 | BELOW CEILING ENCLOSURE | 148 | 118.4
CMA480W | BELOW CEILING ENCLOSURE | 153 | 122.4
CMA502 | SINGLE ELECTRIC OUTLET COUPLER | 89 | 71.2
CMA504 | DUAL ELECTRIC OUTLET COUPLER | 117 | 93.6
CMA640 | DEC RING, 1.9" ID, CMS ADJ INSIDE CLMN | 19 | 15.2
CMA640B | SHIELD RING | 19 | 15.2
CMA640W | SHIELD RING, WHITE | 19 | 15.2
CMA643 | DEC RING, 2.44" ID, CMS ADJ OUTER CLMN | 20 | 16
CMA700 | CEILING MOUNT ACCESSORY KIT | 165 | 132
CMA700W | CEILING MOUNT ACCESSORY KIT | 165 | 132
CMS003 | FIXED PIPE 3" | 24 | 19.2
CMS003W | FIXED PIPE 3" WHITE | 24 | 19.2
CMS006 | FIXED PIPE 6" | 24 | 19.2
CMS006009 | ADJ. PIPE 6" TO 9" | 86 | 68.8
CMS006009W | ADJ. PIPE 6" TO 9" WHITE | 86 | 68.8
CMS006W | FIXED PIPE 6" WHITE | 24 | 19.2
CMS009 | FIXED PIPE 9" | 45 | 36
CMS009012 | ADJ. PIPE 9" TO 12" | 124 | 99.2
CMS009012W | ADJ. PIPE 9" TO 12" WHITE | 124 | 99.2
CMS009W | FIXED PIPE 9" WHITE | 45 | 36
CMS012 | FIXED PIPE 12" | 47.5 | 38
CMS012018 | ADJ. PIPE 12" TO 18" | 156 | 124.8
CMS012018W | ADJ. PIPE 12" TO 18" WHITE | 156 | 124.8
CMS012W | FIXED PIPE 12" WHITE | 47.5 | 38
CMS018 | FIXED PIPE 18" | 52 | 41.6
CMS018024 | ADJ PIPE 18" TO 24" | 168 | 134.4
CMS018024W | ADJ. PIPE 18" TO 24" WHITE | 168 | 134.4
CMS018W | FIXED PIPE 18" WHITE | 52 | 41.6
CMS0203 | ADJ. PIPE 24" TO 36" | 182 | 145.6
CMS0203W | ADJ. PIPE 24" TO 36" WHITE | 182 | 145.6
CMS024 | FIXED PIPE 24" | 53 | 42.4
CMS024W | FIXED PIPE 24" WHITE | 53 | 42.4
CMS0305 | ADJ. PIPE 36" TO 60" | 203 | 162.4
CMS0305W | ADJ. PIPE 36" TO 60" WHITE | 203 | 162.4
CMS036 | FIXED PIPE 36" | 59 | 47.2
CMS036W | FIXED PIPE 36" WHITE | 59 | 47.2
CMS0406 | ADJ. PIPE 48" TO 72" | 212 | 169.6
CMS0406W | ADJ. PIPE 48" TO 72" WHITE | 212 | 169.6
CMS048 | FIXED PIPE 48" | 88 | 70.4
CMS048W | FIXED PIPE 48" WHITE | 88 | 70.4
CMS0507 | ADJ. PIPE 60" TO 84" | 229 | 183.2
CMS0507W | ADJ. PIPE 60" TO 84" WHITE | 229 | 183.2
CMS060 | FIXED PIPE 60" | 111 | 88.8
CMS0608 | ADJ. PIPE 72" TO 96" | 229 | 183.2
CMS0608W | ADJ. PIPE 72" TO 96" WHITE | 229 | 183.2
CMS060W | FIXED PIPE 60" WHITE | 111 | 88.8
CMS0709 | ADJ. PIPE 84" TO 108" | 235 | 188
CMS0709W | ADJ. PIPE 84" TO 108" WHITE | 235 | 188
CMS072 | FIXED PIPE 72" | 133 | 106.4
CMS072W | FIXED PIPE 72" WHITE | 133 | 106.4
CMS0810 | ADJ. PIPE 96" TO 120" | 281 | 224.8
CMS0810W | ADJ. PIPE 96" TO 120" WHITE | 281 | 224.8
CMS0911 | ADJ. PIPE 108" TO 132" | 281 | 224.8
CMS0911W | ADJ. PIPE 108" TO 132" WHITE | 281 | 224.8
CMS1012 | ADJ. PIPE 120" TO 144" | 306 | 244.8
CMS1012W | ADJ. PIPE 120" TO 144" WHITE | 306 | 244.8
CMS115 | SPEED CONNECT CEILING PLATE | 69 | 55.2
CMS115S | SPEED CONNECT CEILING PLATE | 69 | 55.2
CMS115W | SPEED CONNECT CEILING PLATE | 69 | 55.2
CMS1RU | RACK ADAPTER FOR CMS492 SHELF | 37.5 | 30
CMS261 | 1-1/2 NPT CUTOFF THREAD ADAPTER | 46 | 36.8
CMS261W | 1-1/2 NPT CUTOFF THREAD ADAPTER | 46 | 36.8
CMS380 | TRUSS CEILING ADAPTER, 1.5" NPT | 151 | 120.8
CMS393 | 16" ADJUSTABLE ON CENTER CEILING PLATE | 80 | 64
CMS394 | 24" OR 16" ADJ. ON CENTER CEILING PLATE | 110 | 88
CMS440 | 8" CEILING PLATE WITH ONE SLOT | 165 | 132
CMS440N | ABOVE-TILE KIT + ELEC HOUSING | 219 | 175.2
CMS440P2 | SUSPENDED CEILING BRIDGE W/ POWER | 439 | 351.2
CMS443 | CMS KIT, CMS440, CMS003 | 180 | 144
CMS445 | REPLACMENT CEILING TILE KIT | 302 | 241.6
CMS445N | REPLAC CEILING TILE KIT + ELEC HOUSING | 350 | 280
CMS445P2 | SUPENDED CEILING 2X2 KIT W/ POWER | 577 | 461.6
CMS446 | CMS446, CMS440, 8" VADDIO CAM PLATE | 151 | 120.8
CMS491 | 1 X 2 AV CEILING ENCLOSURE | 432 | 345.6
CMS491C | 1 X 2 AV CEIING ENCLOSURE W/COLUMN | 525 | 420
CMS491CP2 | CEILING STORAGE BOX 1X2 W/COLUMN W/POWER | 773 | 618.4
CMS491P2 | CEILING STORAGE BOX 1X2 W/POWER | 686 | 548.8
CMS492 | 2 X 2 AV CEILING ENCLOSURE | 690 | 552
CMS492C | 2 X 2 AV CEILING ENCLOSURE W/COLUMN | 828 | 662.4
CMS492CP2 | CEILING STORAGE BOX 2X2 W/COLUMN W/POWER | 1036 | 828.8
CMS492P2 | CEILING STORAGE BOX 2X2 W/POWER | 907 | 725.6
CMS495 | ANGLED SUSPENDED CEILING ADAPTER | 86 | 68.8
CMSFAN | CMS 491/492 12V FAN KIT | 127 | 101.6
CMSHDW | 25' CABLE & CABLE LOCK KIT (QTY 4) | 45.5 | 36.4
CMSUNV1 | CMS491 1X2 TILE SHELF | 86 | 68.8
CMSUNV2 | CMS492 2X2 TILE SHELF | 127 | 101.6
CMSUNVU | CEILING ENCLOSURE SYSTEM AV BRACKET | 45.5 | 36.4
CMSZ006 | CMSZ006 FIXED PIPE FULLY THREADED 6" BLA | 40.5 | 32.4
CMSZ006S | CMSZ006 FIXED PIPE FULLY THREADED 6" SIL | 40.5 | 32.4
CPA018 | CPA COLUMN, BLACK, 18" | 53 | 42.4
CPA024 | CPA COLUMN, BLACK, 24 | 55 | 44
CPA036 | CPA COLUMN, BLACK, 36" | 66 | 52.8
CPA048 | CPA COLUMN, BLACK, 48" | 93 | 74.4
CPA048P | 48" PERFORATED COLUMN | 135 | 108
CPA060 | CPA COLUMN, BLACK, 60" | 116 | 92.8
CPA072 | CPA COLUMN, BLACK, 72" | 136 | 108.8
CPA072P | 72" PERFORATED COLUMN | 179 | 143.2
CPA084 | 84" CPA COLUMN BLACK | 178 | 142.4
CPA096 | 96" CPA COLUMN, BLACK | 180 | 144
CPA108 | 108" CPA COLUMN BLACK | 207 | 165.6
CPA120 | CPA120 COLUMN | 227 | 181.6
CPA261 | ADAPTER, CPA TO FEMALE NPT | 64 | 51.2
CPA262 | ADAPTER, CPA TO MALE NPT | 64 | 51.2
CPA263 | CPA CONNECTOR COUPLING | 67 | 53.6
CPA264 | NPT FEMALE TO CPA FEMALE COUPLING | 81 | 64.8
CPA265 | CPA ADAPTOR FOR 1.5 NPT PIPE | 40.5 | 32.4
CPA330 | OFFSET CEILING PLATE, CPA STYLE | 84 | 67.2
CPA351 | FLOOR/CEILING PLATE, SET SCREW STYLE | 245 | 196
CPA353 | COLUMN BASE, CLAMP STYLE | 245 | 196
CPA365 | TRUSS CEILING PLATE, CPA STYLE | 84 | 67.2
CPA380 | TRUSS CEILING ADAPTER, CPA | 151 | 120.8
CPA395 | ANGLED CEILING PLATE ASSEMBLY, CPA STYLE | 74 | 59.2
CPA640 | DECORATIVE TILE RING, BLACK | 19 | 15.2
CPA640W | DECORATIVE TILE RING, WHITE | 19 | 15.2
CSA100 | CONNEXSYS DEVICE HOLDER | 103 | 82.4
CSACB2 | ConnexSys Wall Cover 2-Bracket Pack | 119 | 95.2
CSACK06B | Cover Kit with ConnexSys Brackets, 6" | 484 | 387.2
CSACLIPS | CONNEXSYS CABLE MANAGEMENT CLIPS (25PK) | 46 | 36.8
CSAS060 | PAINTED STRUT CHANNEL 60" LENGTH | 133 | 106.4
CSAS072 | Painted Strut Channel 72in Length | 159 | 127.2
CSAS090 | PAINTED STRUT CHANNEL 90" LENGTH | 171 | 136.8
CSMP9X12 | PROX,MOUNT PLATE,9X12 | 57 | 45.6
CSPBPTA | BACK PLANE ACCY FOR TA500 TA501 | 222 | 177.6
CSPH | COMPONENT STORAGE PANEL | 315 | 252
CSPHK | CSP (Hinged) Bracket Kit | 102 | 81.6
CSPR | COMPONENT STORAGE PANEL REMOVABLE | 207 | 165.6
CSPS | COMPONENT STORAGE PANEL STATIC | 162 | 129.6
CSSLP15X10 | PROXIMITY,SLIDE LOCKING PLATE,15X10 | 214 | 171.2
D1UB-NA | KONCIS DMA1 USB CHARGING HUB, BLK, NA | 85 | 68
D1US-NA | KONCIS DMA1 USB CHARGING HUB, SLV, NA | 85 | 68
D2UB-NA | KONCIS DMA2 USB CHARGING HUB, BLK, NA | 95 | 76
D2US-NA | KONCIS DMA2 USB CHARGING HUB, SLV, NA | 95 | 76
DMA1B | KONCIS SINGLE DYNAMIC MONITOR ARM, BLK | 208 | 166.4
DMA1S | KONCIS SINGLE DYNAMIC MONITOR ARM, SLV | 208 | 166.4
DMA2B | KONCIS DUAL DYNAMIC MONITOR ARM, BLK | 349 | 279.2
DMA2S | KONCIS DUAL DYNAMIC MONITOR ARM, SLV | 349 | 279.2
EGX-SF2 | WALL OUTLET POWER / SURGEX SINGLE GANG | 255 | 204
FCA106 | FUSION SIDE COVER ACCESSORY | 134 | 107.2
FCA110 | FUSION CAT5/SURGE/CPU ADAPTOR | 28.5 | 22.8
FCA112 | FUSION SECURE CPU/MEDIA PLAYER ADAPTOR | 114 | 91.2
FCA113 | FUSION CPU EXTENDER ACCESSORY | 246 | 196.8
FCA115 | XTM1/XSM1 FUSION WALL PLATE | 106 | 84.8
FCA119 | 24"O.C. STEEL STUD KIT FOR LSD1U/MSD1U | 224 | 179.2
FCA1S | Fusion Single Stud Accessory | 70 | 56
FCA2X1U | FUSION CART ACCESSORY - 2 SCREENS WIDE | 1523 | 1218.4
FCA3U | CEILING MOUNT, TRIPLE, ACCESSORY | 799 | 639.2
FCA3X1U | FUSION CART ACCESSORY - 3 SCREENS WIDE | 2358 | 1886.4
FCA3X1UP | FUSION 3X1 PORTRAIT ADD ON KIT | 5280 | 4224
FCA4U | QUAD CEILING MOUNT CENTER ASSEMBLY | 1066 | 852.8
FCA500 | LOWER SHELF ASSEMBLY | 152 | 121.6
FCA501 | VC ACCESSORY SHELF, 14" | 139 | 111.2
FCA502 | VC ACCESSORY SHELF, 8" | 112 | 89.6
FCA503 | FCA503 ASSEMBLY | 181 | 144.8
FCA510 | SMALL MEDIA PLAYER ENCLOSURE | 206 | 164.8
FCA515 | MEDIUM PLAYER ENCLOSURE | 220 | 176
FCA520 | UNIVERSAL CLAMP ACCESSORY | 56 | 44.8
FCA530 | CENTER CHANNEL SPEAKER ACCESSORY | 139 | 111.2
FCA535 | SIDE SPEAKER ASSEMBLY | 183 | 146.4
FCA540 | Fusion Power Outlet Accessory | 68 | 54.4
FCA611B | SMALL SHELF FOR FUSION CART, BLK | 203 | 162.4
FCA611S | SMALL SHELF FOR FUSION CART, SLV | 203 | 162.4
FCA613B | LARGE SHELF W/ STORAGE | 467 | 373.6
FCA613S | LARGE SHELF W/ STORAGE | 467 | 373.6
FCA624B | FUSION DUAL DISPLAY ACC XPA1U BLACK | 396 | 316.8
FCA624S | FUSION DUAL DISPLAY ACC XPA1U SILVER | 396 | 316.8
FCA650B | LARGE CPU HOLDER, BLK | 367 | 293.6
FCA650S | LARGE CPU HOLDER, SLV | 367 | 293.6
FCA651B | MEDIUM CPU HOLDER, BLK | 273 | 218.4
FCA651S | MEDIUM CPU HOLDER, SLV | 273 | 218.4
FCA776 | LEVELING FEET FOR LVM VIDEO WALL MNTS | 210 | 168
FCA800 | FUSION 8" ABOVE/BELOW SHELF, L DISPLAYS | 134 | 107.2
FCA800E | VADDIO IntelliSHOT FCA MOUNT L DISPLAY | 158 | 126.4
FCA800HS | HUDDLESHOT MOUNT, FUSION, L DISPLAY | 476 | 380.8
FCA800K | ConferenceSHOT ePTZ FCA MOUNT L DISPLAY | 109 | 87.2
FCA801 | FUSION 14" ABOVE/BELOW SHELF, L DISPLAYS | 157 | 125.6
FCA802 | FUSION LARGE COMPONENT SHELF | 171 | 136.8
FCA803 | FUSION L DISPLAY ABOVE/BELOW SHELF | 144 | 115.2
FCA810 | FUSION 8" ABOVE/BELOW SHELF, XL DISPLAYS | 157 | 125.6
FCA810E | VADDIO IntelliSHOT FCA MOUNT XL DISPLAY | 207 | 165.6
FCA810HS | HUDDLESHOT MOUNT, FUSION, XL DISPLAY | 499 | 399.2
FCA810K | ConferenceSHOT ePTZ FCA MOUNT XL DISPLAY | 116 | 92.8
FCA811 | FUSION 14" ABOVE/BELOW SHELF, XL DISPLAY | 181 | 144.8
FCA812 | FUSION XLARGE COMPONENT SHELF | 196 | 156.8
FCA813 | FUSION XL DISPLAY ABOVE/BELOW SHELF | 191 | 152.8
FCA815 | FUSION 8" ABOVE/BELOW SHELF L,XL DISPLAY | 169 | 135.2
FCA820 | FUSION CENTER CAMERA SHELF - 8" | 130 | 104
FCA821 | FUSION CENTER CAMERA SHELF - 14" | 171 | 136.8
FCA830 | FUSION CENTER CHANNEL SPEAKER ADAPTOR, L | 177 | 141.6
FCA831 | FUSION SIDE CHANNEL SPEAKER ADAPTOR, L | 237 | 189.6
FCA832 | FUSION CENTER SPEAKER BRACKET, L | 178 | 142.4
FCA840 | FUSION CENTER CHANNEL SPEAKER ADAPT, XL | 202 | 161.6
FCA841 | FUSION SIDE CHANNEL SPEAKER ADAPTOR, XL | 262 | 209.6
FCA842 | FUSION CENTER SPEAKER BRACKET, XL | 203 | 162.4
FCA850 | SIDE FUSION CAMERA MOUNT | 366 | 292.8
FCA870 | STACKABLE SHELF | 114 | 91.2
FCAB3X1U | MENU BOARD, BACK ROW ADD-ON KIT | 1107 | 885.6
FCAB3X1UP | MENU BOARD, BACK ROW ADD-ON KIT, PORT. | 1124 | 899.2
FCABX18 | LBM 18" COLUMN EXTENSION | 210 | 168
FCABX36 | LBM 36" COLUMN EXTENSION | 250 | 200
FCAC | CEILING MOUNT, EXTRUSION CONNECTOR | 103 | 82.4
FCAC06B | Wall Display Cover Accessory, 6" | 392 | 313.6
FCAC1LB | FUSION BACK COVER, SINGLE LCM,BLK | 502 | 401.6
FCAC1XB | FUSION BACK COVER, SINGLE XCM, BLK | 502 | 401.6
FCAC2X1LB | FUSION BACK COVER, 2X1 LARGE, BLK | 754 | 603.2
FCAC2X1MB | FUSION BACK COVER, 2X1 MEDIUM, BLK | 754 | 603.2
FCAC3X1LB | FUSION BACK COVER, 3X1 LARGE, BLK | 1006 | 804.8
FCAC3X1MB | FUSION BACK COVER, 3X1 MEDIUM, BLK | 1006 | 804.8
FCACAPS | ENDCAP KIT | 7 | 5.6
FCACLIPS | WIRE TIES AND CLIPS KIT | 12.5 | 10
FCADA | FUSION DEPTH ADJUST ACCESSORY | 179 | 143.2
FCASCA | STRUCTURAL COLUMN ADAPTOR | 767 | 613.6
FCASFP | MB, INTERFACE, 300 mm | 152 | 121.6
FCAT1 | 1/4-20 GRADE 5 TOGGLER KIT | 38.5 | 30.8
FCAV1U | FUSION PULLOUT | 451 | 360.8
FCAVCA | VARIABLE COLUMN DISPLAY MOUNT ADAPTOR | 249 | 199.2
FCAVCSU80 | 8" Square U-Bolts | 78 | 62.4
FCAVCU20 | 2" U-Bolts | 55 | 44
FCAX08 | FUSION VW EXTRUSION 8 INCH EXTENDER KIT | 181 | 144.8
FCAX14 | FUSION VW EXTRUSION 14 INCH EXTENDER KIT | 208 | 166.4
FCAX20 | FUSION VW EXTRUSION 20 INCH EXTENDER KIT | 223 | 178.4
FCAXV1U | XL FUSION PULLOUT ACCS | 689 | 551.2
FCK000 | MOUNT CONNECTOR 0" EXTENSION | 34 | 27.2
FCK008 | 8" MOUNT CONNECTOR | 55 | 44
FCK016 | 16" MOUNT CONNECTOR | 69 | 55.2
FCS1U | CABLE FLOOR TO CEILING MOUNT | 477 | 381.6
FHB5017 | 300MM M8 VERTICAL OFFSET INTERFACE | 53 | 42.4
FHB5028 | 400x800 VESA PLATES FOR LCM1U BLK | 54 | 43.2
FHB5032 | HARDWARE KIT WITH INTERFACE, FUSION EXT. | 53 | 42.4
FHB5033 | 400x400 M6, CLEARANCE FOR SUBWOOFER | 53 | 42.4
FHB5034 | 6MM, EXTRA DEPTH: LG WITH MEDIA PLAYER | 13.5 | 10.8
FHB5036 | 600MM VERTICAL M6 NO OFFSET | 53 | 42.4
FHB5037 | 600MM VERTICAL M8 NO OFFSET | 53 | 42.4
FHB5038 | FUSION, 1000 mm ADAPTER | 130 | 104
FHB5050 | 800MM ADAPTER FOR CONNEXSYS | 53 | 42.4
FHB5062 | HARDWARE: M6 W/ 1.25" SPACER | 13.5 | 10.8
FHB5077 | 500 MM ADAPTER | 63 | 50.4
FHB5078 | MENU-BOARD, PORTRAIT ADAPTER KIT | 128 | 102.4
FHB5087 | 600x400 Adaptor 70" Cisco Spark Board | 573 | 458.4
FHB5088 | 600x400 ADAPTOR 55" CISCO SPARK BOARD | 455 | 364
FHB5104 | 900X600MM M8 NO OFFSET | 300 | 240
FHB5106 | 500mm Vertical Extender | 250 | 200
FHB5133 | 600MM VERTICAL M8 NO OFFSET | 53 | 42.4
FHB5147 | HARDWARE KIT | 16.5 | 13.2
FHB5149 | 4.3 INCH HIGH/LOW VESA OFFSET BRACKET | 128 | 102.4
FHB5164 | SAMSUNG FLIP2 VESA SHIFT BRACKET | 100 | 80
FHB5196 | M8 HW, 4.3IN HI/LO VESA OFFSET BRKT | 143 | 114.4
FHBO5168 | UNIVERSAL ADAPTER SAMSUNG 55" | 1048 | 838.4
FHBO5169 | UNIVERSAL ADAPTER OD 46" | 1048 | 838.4
FHBU | UNIVERSAL HARDWARE KIT | 17.5 | 14
FHBUL | VESA ADAPTER, 200x200 - 600x600 | 161 | 128.8
FHP110B | CEILING MOUNT, SFP, BLACK | 298 | 238.4
FHPVB | SFP CEILING MT UNIVERSAL | 298 | 238.4
FHS110B | F SERIES CEILING MOUNT | 151 | 120.8
FHSVB | F SERIES CEILING MOUNT | 151 | 120.8
FMSCA | MENU-BOARD, CEILING HEAD, FLOATING | 228 | 182.4
FMSCAO | CEIILNG VIDEO WALL OFFSET | 1157 | 925.6
FMSCB | MENU-BOARD, CEILING HEAD, B2B ADAPTER | 654 | 523.2
FMSCM | MENU-BOARD, CEILING HEAD, HEIGHT ADJUST | 228 | 182.4
FMSECAP | MENU-BOARD ENDCAP KIT | 24.5 | 19.6
FMSFC | COLUMN ASSEMBLY, MODULAR LBM | 968 | 774.4
FMSFR | COLUMN TO RAIL ADAPTER, MODULAR LBM | 300 | 240
FMSH108 | MENU-BOARD EXTRUSION, 108" | 422 | 337.6
FMSH120 | MENU-BOARD EXTRUSION, 120" | 499 | 399.2
FMSH36 | MENU-BOARD EXTRUSION, 36" | 215 | 172
FMSH48 | MENU-BOARD EXTRUSION, 48" | 228 | 182.4
FMSH60 | MENU-BOARD EXTRUSION, 60" | 254 | 203.2
FMSH72 | MENU-BOARD EXTRUSION, 72" | 281 | 224.8
FMSH84 | MENU-BOARD EXTRUSION, 84" | 305 | 244
FMSH96 | MENU-BOARD EXTRUSION, 96" | 330 | 264
FMSHC1 | MENU-BOARD CONNECTOR KIT | 137 | 109.6
FMSIML | MENU-BOARD, MICRO ADJUST INTERFACE | 241 | 192.8
FMSIML-P | VIDEO WALL INTERFACE PORTRAIT ADAPTER | 271 | 216.8
FMSITL | MENU-BOARD, 400 mm TILT INTERACE | 190 | 152
FMSSCSM | STABILIZER, MOUNT BACK PLATE | 382 | 305.6
FMSSTRM | THREADED ROD STABILIZER | 358 | 286.4
FMSWA | MENU-BOARD, WALL HEAD, FLOATING | 254 | 203.2
FMSWM | MENU-BOARD, WALL HEAD, HEIGHT ADJUST | 254 | 203.2
FRA | ROTATION ADAPTER ACCESSORY | 375 | 300
FSB018BLK | FLAT SCREEN TABLE STAND -BLACK | 353 | 282.4
FSB1U | UNIV. VESA INTERFACE, BLK | 63 | 50.4
FSB4073 | SFP INTERFACE 50 X 50MM - SAMSUNG DB10B | 51 | 40.8
FSB4090B | CUSTOM 100X100 INTERFACE-CISCO EX90 | 343 | 274.4
FSB4107 | FSR FTR 75X75MM INTERFACE PLATE | 37 | 29.6
FSB4109 | 200X200 VESA PLATE FOR 43" MONITOR | 71 | 56.8
FSB4226B | SMALL FLAT PANEL INTERFACE - 200x200 M6 | 67 | 53.6
FSB4243B | FLAT SCREEN 100/75 M6 BRACKET | 67 | 53.6
FSB4245B | FSB BRKT,HIGH MNT,200X100,M8 | 67 | 53.6
FSB4394B | INTER BRACKET - 200 X 200 | 67 | 53.6
FSB4442B | 400x200 M8, CENTERED | 114 | 91.2
FSB75100B | VESA 75/100 ADAPTER | 12.5 | 10
FSR100 | SMALL STATIC MOUNT, 100X100 | 74 | 59.2
FSR1U | SMALL UNIVERSAL STATIC MOUNT | 87 | 69.6
FTR100 | SMALL TILT MOUNT, 100X100 | 87 | 69.6
FTR1U | SMALL UNIVERSAL TILT MOUNT | 102 | 81.6
FWDSK110B | DUAL ARM STEEL STUD, BLACK | 254 | 203.2
HB010R | RUNCO VX-1000C | 269 | 215.2
HB011E | HB011E INTERFACE KIT | 269 | 215.2
HB012R | HB012R KIT | 269 | 215.2
HB014R | HB014R KIT | 269 | 215.2
HB016E | HB016E INTERFACE BRACKET | 269 | 215.2
HB018E | HB018E, CUSTOM, BLK | 269 | 215.2
HB026S | BRKT, SIM2/SELCO HT500 | 269 | 215.2
HB100B | HB100B, CUSTOM, BLK | 269 | 215.2
HB101D | HB101D INTERFACE BRACKET | 269 | 215.2
HB103S | HB103S INTERFACE BRACKET | 269 | 215.2
HB105J | HB105J INTERFACE BRACKET | 269 | 215.2
HB106E | CUSTOM HB106E INTERFACE BRACKET | 269 | 215.2
HB107B | HB107B INTERFACE BRACKET | 269 | 215.2
HB108B | HB108B INTERFACE BRACKET | 269 | 215.2
HB109B | HB109B INTERFACE BRACKET | 269 | 215.2
HB29S | HB29S INTERFACE BRACKET | 269 | 215.2
HB35B | HB35B, CUSTOM, INTERFACE BRACKET, BLK | 269 | 215.2
HB42E | HB42E INTERFACE BRACKET | 345 | 276
HB43E | HB43E INTERFACE KIT | 269 | 215.2
HB44E | HB44E, CUSTOM, BLK | 269 | 215.2
HB46E | HB46E INTERFACE BRACKET | 269 | 215.2
HB47E | BRKT,EIKI LC-XT1,SANYO PLC-XF2 | 269 | 215.2
HB49E | EIKI LC-SX4/L, LC-X4/L | 269 | 215.2
HB52D | VCM, CUSTOM, INCL HB52D, BLK | 269 | 215.2
HB71P | HB71P KIT | 269 | 215.2
HB72P | HB72P FOR PANASONIC | 269 | 215.2
HB73P | HB73P INTERFACE BRACKET | 269 | 215.2
HB74P | HB74P INTERFACE BRACKET | 269 | 215.2
HB75P | HB75P, CUSTOM, BLK | 269 | 215.2
HB76P | HB76P, CUSTOM, BLK | 269 | 215.2
HB77P | HB77P, CUSTOM, BLK | 302 | 241.6
HB82X | HB82X, CUSTOM, BLK | 269 | 215.2
HB91C | HB-20S CHRISTIE DIGITAL | 269 | 215.2
HB92C | CHRISTIE DIGITAL E. RIDER | 269 | 215.2
HB93C | HB93C INTERFACE BRACKET | 269 | 215.2
HB94C | HB94C, CUSTOM, BLK | 269 | 215.2
HB95C | HB95C INTERFACE BRACKET | 269 | 215.2
HBU | UNIVERSAL HB INTERFACE BRACKET | 369 | 295.2
HBUW | UNIVERSAL HB INTERFACE BRACKET WHITE | 369 | 295.2
HC011E | HC011E CUSTOM INTERFACE BRACKET | 344 | 275.2
HC018E | HC018E CUSTOM INTERFACE BRACKET | 344 | 275.2
HC1 | HC-1 HEAVY DUTY CABLE SYSTEM | 113 | 90.4
HC103S | HC103S INTERFACE BRACKET | 344 | 275.2
HC105J | HC105J CUSTOM INTERFACE BRACKET KIT | 344 | 275.2
HC106E | HC106E CUSTOM INTERFACE BRACKET KIT | 344 | 275.2
HC107B | HC107B INTERFACE BRACKET | 344 | 275.2
HC29S | HC29S INTERFACE BRACKET | 344 | 275.2
HC46E | HC46E CUSTOM INTERFACE BRACKET KIT | 344 | 275.2
HC75P | HC75P CUSTOM INTERFACE BRACKET KIT | 344 | 275.2
HC76P | HC76P CUSTOM INTERFACE BRACKET KIT | 344 | 275.2
HC77P | HC77P CUSTOM INTERFACE BRACKET KIT | 344 | 275.2
HC82X | HC82X CUSTOM INTERFACE BRACKET KIT | 344 | 275.2
HC93C | HC93C CUSTOM INTERFACE BRACKET KIT | 344 | 275.2
HCUB | XL Universal Projector Interface, Black | 443 | 354.4
HCUW | XL Universal Projector Interface, White | 443 | 354.4
HFSTS | HEALTH PRTCL FLOOR STAND TM | 434 | 347.2
HFSVS | HEALTH PRTCL FLOOR STAND VESA | 471 | 376.8
HPSS | HEALTH PRTCL STAND, BARCODE SCANNER SHLF | 156 | 124.8
HSMS | HEALTH PRTCL STAND TABLET ACCY | 156 | 124.8
HSPS | HEALTH PRTCL STAND PRINTER SHLF | 156 | 124.8
HTSTS | HEALTH PRTCL TABLE STAND TM | 276 | 220.8
HTSVS | HEALTH PRTCL TABLE STAND VESA | 300 | 240
HVPS | TBLT FLOOR STD PRINTER ACCY | 139 | 111.2
IR10 | INFRA-RED SENSOR CONTROL | 326 | 260.8
JHS210B | J SERIES CEILING MOUNT | 195 | 156
JHSUB | CEILING MNT, UNIV | 180 | 144
JHSVB | J SERIES CEILING MOUNT | 195 | 156
JPP210B | PIVOT-PITCH POLE MT 200X200 - BLACK | 238 | 190.4
JPPUB | PIVOT-PITCH POLE MNT, UNIV | 238 | 190.4
JPPVB | PIVOT-POLE POLE MT 400X200 - BLACK | 238 | 190.4
JSB2090B | CUSTOM 200X200 INTERFACE - CISCO EX90 | 343 | 274.4
JSB210B | J-SERIES 200X200 VESA INTERFACE | 67 | 53.6
JSBUB | UNIVERSAL INTERFACE, J-SERIES BLACK | 67 | 53.6
JSBVB | J-SERIES 400X200 VESA INTERFACE | 67 | 53.6
JWD210B | DUAL ARM WALL MOUNT | 353 | 282.4
JWDIW210B | J SERIES IN WALL ARM, DUAL | 381 | 304.8
JWDIWUB | DUAL ARM IN-WALL MNT, UNIV | 353 | 282.4
JWDIWVB | J SERIES IN WALL ARM, DUAL | 353 | 282.4
JWDSK210B | DUAL ARM STEEL STUD, BLACK | 541 | 432.8
JWDSKUB | DUAL ARM STEEL STUD WALL MNT, UNIV | 583 | 466.4
JWDSKVB | DUAL ARM STEEL STUD, BLACK | 583 | 466.4
JWDUB | DUAL ARM WALL MNT, UNIV | 353 | 282.4
JWDVB | MID SIZE DUAL ARM MOUNT | 353 | 282.4
JWP210B | PIVOT, PITCH WALL MOUNT | 210 | 168
JWPUB | PIVOT-PITCH WALL MNT, UNIV | 210 | 168
JWPVB | PIVOT, PITCH WALL MOUNT | 210 | 168
JWS210B | SINGLE ARM WALL MOUNT | 281 | 224.8
JWSUB | SINGLE ARM WALL MNT, UNIV | 281 | 224.8
JWSVB | SINGLE ARM WALL MOUNT | 281 | 224.8
K0P100B | K0 PITCH/PIVOT POLE MNT SINGLE DISP, BLK | 175 | 140
K0P100S | K0 PITCH/PIVOT POLE MNT SINGLE DISP, SLV | 175 | 140
K0W100B | K0 PITCH/PIVOT WALL MNT SINGLE DISP, BLK | 186 | 148.8
K0W100S | K0 PITCH/PIVOT WALL MNT SINGLE DISP, SLV | 186 | 148.8
K1C110B | K1 CLMN MNT SINGLE DISPLAY 1L ARM, BLK | 304 | 243.2
K1C110S | K1 CLMN MNT SINGLE DISPLAY 1L ARM, SLV | 304 | 243.2
K1C120B | K1 CLMN MNT SINGLE DISPLAY 2L ARM, BLK | 346 | 276.8
K1C120BXRH | K1C120 REDUCED HEIGHT, BLK | 346 | 276.8
K1C120S | K1 CLMN MNT SINGLE DISPLAY 2L ARM, SLV | 346 | 276.8
K1C120SXF1 | K1C120S WITH FRAMEONE INTERFACE | 362 | 289.6
K1C120SXRH | K1C120 REDUCED HEIGHT, SLV | 346 | 276.8
K1C120W | K1 CLMN MNT SINGLE DISPLAY 2L ARM, WHT | 346 | 276.8
K1C120WXRH | K1C120 REDUCED HEIGHT, WHT | 346 | 276.8
K1C210B | K1 CLMN MNT DUAL DISPLAY 1L ARM, BLK | 520 | 416
K1C210S | K1 CLMN MNT DUAL DISPLAY 1L ARM, SLV | 520 | 416
K1C210SXF1 | K1C210S WITH FRAMEONE INTERFACE | 536 | 428.8
K1C220B | K1 CLMN MNT DUAL DISP DUAL 2L ARMS, BLK | 586 | 468.8
K1C220B-G | K1 CLMN MNT 2-MON DUAL 2L ARMS, BLK, TAA | 586 | 468.8
K1C220BXRH | K1C220 REDUCED HEIGHT, BLK | 586 | 468.8
K1C220S | K1 CLMN MNT DUAL DISP DUAL 2L ARMS, SLV | 586 | 468.8
K1C220S-G | K1 CLMN MNT 2-MON DUAL 2L ARMS, SLV, TAA | 586 | 468.8
K1C220SXF1 | K1C220S WITH FRAMEONE INTERFACE | 602 | 481.6
K1C220SXRH | K1C220 REDUCED HEIGHT, SLV | 586 | 468.8
K1C220W | K1 CLMN MNT DUAL DISP DUAL 2L ARMS, WHT | 586 | 468.8
K1C220WXRH | K1C220 REDUCED HEIGHT, WHT | 586 | 468.8
K1C22HB | K1 CLMN MNT DUAL DISP 2L ARM H-ARRAY,BLK | 506 | 404.8
K1C22HBXRH | K1C22H REDUCED HEIGHT, BLK | 506 | 404.8
K1C22HS | K1 CLMN MNT DUAL DISP 2L ARM H-ARRAY,SLV | 506 | 404.8
K1C22HSXF1 | K1C22HS WITH FRAMEONE INTERFACE | 521 | 416.8
K1C22HSXRH | K1C22H REDUCED HEIGHT, SLV | 506 | 404.8
K1C330B | K1 CLMN MNT 3 DISP DUAL 3L ARMS, BLK | 814 | 651.2
K1C330S | K1 CLMN MNT 3 DISP DUAL 3L ARMS, SLV | 814 | 651.2
K1C330W | K1 CLMN MNT 3 DISP DUAL 3L ARMS, WHT | 814 | 651.2
K1C420B | K1 CLMN MNT 4 DISP DUAL 2L ARMS, BLK | 1118 | 894.4
K1C420S | K1 CLMN MNT 4 DISP DUAL 2L ARMS, SLV | 1118 | 894.4
K1C420W | K1 CLMN MNT 4 DISP DUAL 2L ARMS, WHT | 1118 | 894.4
K1D120B | K1 DESK MNT SINGLE DISPLAY 2L ARM, BLK | 304 | 243.2
K1D120B-G | K1 DESK MNT 1-MON 2L ARM, BLK, TAA | 304 | 243.2
K1D120BXDL | K1D120B WITH DELL ULTRASHARP QC BKT | 330 | 264
K1D120BXRH | K1D120 REDUCED HEIGHT, BLK | 304 | 243.2
K1D120S | K1 DESK MNT SINGLE DISPLAY 2L ARM, SLV | 304 | 243.2
K1D120S-G | K1 DESK MNT 1-MON 2L ARM, SLV, TAA | 304 | 243.2
K1D120SXDL | K1D120S WITH DELL ULTRASHARP QC BKT | 330 | 264
K1D120SXRH | K1D120 REDUCED HEIGHT, SLV | 304 | 243.2
K1D120W | K1 DESK MNT SINGLE DISPLAY 2L ARM, WHT | 304 | 243.2
K1D120WXRH | K1D120 REDUCED HEIGHT, WHT | 304 | 243.2
K1D130B | K1 DESK MNT SINGLE DISPLAY 3L ARM, BLK | 370 | 296
K1D130S | K1 DESK MNT SINGLE DISPLAY 3L ARM, SLV | 370 | 296
K1D220B | K1 DESK MNT DUAL DISP DUAL 2L ARMS, BLK | 520 | 416
K1D220B-G | K1 DESK MNT 2-MON DUAL 2L ARMS, BLK, TAA | 520 | 416
K1D220BXDL | K1D220B WITH DELL ULTRASHARP QC BKT | 548 | 438.4
K1D220BXRH | K1D220 REDUCED HEIGHT, BLK | 520 | 416
K1D220S | K1 DESK MNT DUAL DISP DUAL 2L ARMS, SLV | 520 | 416
K1D220S-G | K1 DESK MNT 2-MON DUAL 2L ARMS, SLV, TAA | 520 | 416
K1D220SXDL | K1D220S WITH DELL ULTRASHARP QC BKT | 548 | 438.4
K1D220SXRH | K1D220 REDUCED HEIGHT, SLV | 520 | 416
K1D220W | K1 DESK MNT DUAL DISP DUAL 2L ARMS, WHT | 520 | 416
K1D220WXRH | K1D220 REDUCED HEIGHT, WHT | 520 | 416
K1D22HB | K1 DESK MNT DUAL DISP 2L ARM H-ARRAY,BLK | 426 | 340.8
K1D22HBXRH | K1D22H REDUCED HEIGHT, BLK | 426 | 340.8
K1D22HS | K1 DESK MNT DUAL DISP 2L ARM H-ARRAY,SLV | 426 | 340.8
K1D22HSXRH | K1D22H REDUCED HEIGHT, SLV | 426 | 340.8
K1D230B | K1 DESK MNT DUAL DISPLAY 3L ARM, BLK | 656 | 524.8
K1D230S | K1 DESK MNT DUAL DISPLAY 3L ARM, SLV | 656 | 524.8
K1P110B | K1 POLE MNT SINGLE DISPLAY 1L ARM, BLK | 291 | 232.8
K1P110S | K1 POLE MNT SINGLE DISPLAY 1L ARM, SLV | 291 | 232.8
K1P120B | K1 POLE MNT SINGLE DISPLAY 2L ARM, BLK | 304 | 243.2
K1P120BXRH | K1P120 REDUCED HEIGHT, BLK | 304 | 243.2
K1P120S | K1 POLE MNT SINGLE DISPLAY 2L ARM, SLV | 304 | 243.2
K1P120SXRH | K1P120 REDUCED HEIGHT, SLV | 304 | 243.2
K1P220B | K1 POLE MNT DUAL DISP DUAL 2L ARMS, BLK | 520 | 416
K1P220BXRH | K1P220 REDUCED HEIGHT, BLK | 520 | 416
K1P220S | K1 POLE MNT DUAL DISP DUAL 2L ARMS, SLV | 520 | 416
K1P220SXRH | K1P220 REDUCED HEIGHT, SLV | 520 | 416
K1P22HB | K1 POLE MNT DUAL DISP 2L ARM H-ARRAY,BLK | 453 | 362.4
K1P22HS | K1 POLE MNT DUAL DISP 2L ARM H-ARRAY,SLV | 453 | 362.4
K1S120B | K1 SLAT MNT SINGLE DISPLAY 2L ARM, BLK | 330 | 264
K1S120S | K1 SLAT MNT SINGLE DISPLAY 2L ARM, SLV | 330 | 264
K1S120W | K1 SLAT MNT SINGLE DISPLAY 2L ARM, WHT | 330 | 264
K1S220B | K1 SLAT MNT DUAL DISP DUAL 2L ARMS, BLK | 548 | 438.4
K1S220S | K1 SLAT MNT DUAL DISP DUAL 2L ARMS, SLV | 548 | 438.4
K1S22HB | K1 SLAT MNT DUAL DISP 2L ARM H-ARRAY,BLK | 493 | 394.4
K1S22HS | K1 SLAT MNT DUAL DISP 2L ARM H-ARRAY,SLV | 493 | 394.4
K1W110B | K1 WALL MNT SINGLE DISPLAY 1L ARM, BLK | 264 | 211.2
K1W110S | K1 WALL MNT SINGLE DISPLAY 1L ARM, SLV | 264 | 211.2
K1W120B | K1 WALL MNT SINGLE DISPLAY 2L ARM, BLK | 291 | 232.8
K1W120BXRH | K1W120 REDUCED HEIGHT, BLK | 291 | 232.8
K1W120S | K1 WALL MNT SINGLE DISPLAY 2L ARM, SLV | 291 | 232.8
K1W120SXRH | K1W120 REDUCED HEIGHT, SLV | 291 | 232.8
K1W120W | K1 WALL MNT SINGLE DISPLAY 2L ARM, WHT | 291 | 232.8
K1W120WXRH | K1W120 REDUCED HEIGHT, WHT | 291 | 232.8
K1W220B | K1 WALL MNT DUAL DISP DUAL 2L ARMS, BLK | 506 | 404.8
K1W220BXRH | K1W220 REDUCED HEIGHT, BLK | 506 | 404.8
K1W220S | K1 WALL MNT DUAL DISP DUAL 2L ARMS, SLV | 506 | 404.8
K1W220SXRH | K1W220 REDUCED HEIGHT, SLV | 506 | 404.8
K1W220WXRH | K1W220 REDUCED HEIGHT, WHT | 506 | 404.8
K1W22HB | K1 WALL MNT DUAL DISP 2L ARM H-ARRAY,BLK | 438 | 350.4
K1W22HS | K1 WALL MNT DUAL DISP 2L ARM H-ARRAY,SLV | 438 | 350.4
K2C110B | K2 CLMN MNT SINGLE DISPLAY 1L ARM, BLK | 238 | 190.4
K2C110S | K2 CLMN MNT SINGLE DISPLAY 1L ARM, SLV | 238 | 190.4
K2C120B | K2 CLMN MNT SINGLE DISPLAY 2L ARM, BLK | 264 | 211.2
K2C120S | K2 CLMN MNT SINGLE DISPLAY 2L ARM, SLV | 264 | 211.2
K2C120SXF1 | K2C120S WITH FRAMEONE INTERFACE | 280 | 224
K2C220B | K2 CLMN MNT DUAL DISP DUAL 2L ARMS, BLK | 422 | 337.6
K2C220S | K2 CLMN MNT DUAL DISP DUAL 2L ARMS, SLV | 422 | 337.6
K2C220SXF1 | K2C220S WITH FRAMEONE INTERFACE | 437 | 349.6
K2C22HB | K2 CLMN MNT DUAL DISP 2L ARM H-ARRAY,BLK | 365 | 292
K2C22HS | K2 CLMN MNT DUAL DISP 2L ARM H-ARRAY,SLV | 365 | 292
K2C22HSXF1 | K2C22HS WITH FRAMEONE INTERFACE | 381 | 304.8
K2P110B | K2 POLE MNT SINGLE DISPLAY 1L ARM, BLK | 238 | 190.4
K2P110S | K2 POLE MNT SINGLE DISPLAY 1L ARM, SLV | 238 | 190.4
K2P120B | K2 POLE MNT SINGLE DISPLAY 2L ARM, BLK | 264 | 211.2
K2P120S | K2 POLE MNT SINGLE DISPLAY 2L ARM, SLV | 264 | 211.2
K2P220B | K2 POLE MNT DUAL DISP DUAL 2L ARMS, BLK | 393 | 314.4
K2P220S | K2 POLE MNT DUAL DISP DUAL 2L ARMS, SLV | 393 | 314.4
K2P22HB | K2 POLE MNT DUAL DISP 2L ARM H-ARRAY,BLK | 337 | 269.6
K2P22HS | K2 POLE MNT DUAL DISP 2L ARM H-ARRAY,SLV | 337 | 269.6
K2W110B | K2 WALL MNT SINGLE DISPLAY 1L ARM, BLK | 223 | 178.4
K2W110S | K2 WALL MNT SINGLE DISPLAY 1L ARM, SLV | 223 | 178.4
K2W120B | K2 WALL MNT SINGLE DISPLAY 2L ARM, BLK | 264 | 211.2
K2W120S | K2 WALL MNT SINGLE DISPLAY 2L ARM, SLV | 264 | 211.2
K2W21HB | K2 WALL MNT DUAL DISP 1L ARM H-ARRAY,BLK | 308 | 246.4
K2W21HS | K2 WALL MNT DUAL DISP 1L ARM H-ARRAY,SLV | 308 | 246.4
K2W220B | K2 WALL MNT DUAL DISP DUAL 2L ARMS, BLK | 393 | 314.4
K2W220S | K2 WALL MNT DUAL DISP DUAL 2L ARMS, SLV | 393 | 314.4
K2W22HB | K2 WALL MNT DUAL DISP 2L ARM H-ARRAY,BLK | 337 | 269.6
K2W22HS | K2 WALL MNT DUAL DISP 2L ARM H-ARRAY,SLV | 337 | 269.6
K3C310S | TRIPLE ARRAY CLAMP SILVER | 412 | 329.6
K3F120B | ADJ ARRAY DUAL (1X2) TABLE STAND, BLK | 436 | 348.8
K3F120S | 303 | 436 | 348.8
K3F220B | ADJ ARRAY QUAD (2X2) TABLE STAND, BLK | 801 | 640.8
K3F220S | ADJ ARRAY QUAD (2X2) TABLE STAND, SLV | 801 | 640.8
K3F310B | TRIPLE ARRAY (3X1) TABLE STAND | 436 | 348.8
K3F310S | TRIPLE ARRAY (3X1) TABLE STAND | 436 | 348.8
K3G120B | ADJ ARRAY DUAL (1X2) GROMMET, BLK | 436 | 348.8
K3G120S | ADJ ARRAY DUAL (1X2) GROMMET, SLV | 436 | 348.8
K3G220B | ADJ ARRAY QUAD (2X2) GROMMET, BLK | 801 | 640.8
K3G220S | ADJ ARRAY QUAD (2X2) GROMMET, SLV | 801 | 640.8
K3G310B | ADJ ARRAY TRIPLE (3X1) GROMMET, BLK | 436 | 348.8
K3G310S | ADJ ARRAY TRIPLE (3X1) GROMMET, SLV | 436 | 348.8
K3G320B | ADJ ARRAY SIX (3X2) GROMMET, BLK | 948 | 758.4
K3G320S | ADJ ARRAY SIX (3X2) GROMMET, SLV | 948 | 758.4
K4G120B | KONTOUR ARRAY FOCAL ADJ GRMT 1X2 BLK | 801 | 640.8
K4G210B | KONTOUR ARRAY FOCAL ADJ GRMT 2X1 BLK | 1095 | 876
K4G220B | KONTOUR K4 FOCAL ADJ ARRAY 2X2 BLK | 1974 | 1579.2
K4G310B | KONTOUR ARRAY FOCAL ADJ GRMT 3X1 BLK | 1242 | 993.6
K4G320B | KONTOUR K4 FOCAL ADJ ARRAY 3X2 BLK | 2258 | 1806.4
K4G410B | KONTOUR ARRAY FOCAL ADJ GRMT 4X1 BLK | 1832 | 1465.6
K4G420B | KONTOUR K4 FOCAL ADJ ARRAY 4X2 BLK | 3389 | 2711.2
K4G510B | KONTOUR ARRAY FOCAL ADJ GRMT 5X1 BLK | 2016 | 1612.8
K4G520B | KONTOUR K4 FOCAL ADJ ARRAY 5X2 BLK | 3599 | 2879.2
K4G610B | KONTOUR ARRAY FOCAL ADJ GRMT 6X1 BLK | 2187 | 1749.6
K4G620B | KONTOUR K4 FOCAL ADJ ARRAY 6X2 BLK | 3954 | 3163.2
K4S120B | KONTOUR ARRAY FOCAL ADJ SLTWL 1X2 BLK | 630 | 504
K4S210B | KONTOUR ARRAY FOCAL ADJ SLTWL 2X1 BLK | 914 | 731.2
K4S310B | KONTOUR ARRAY FOCAL ADJ SLTWL 3X1 BLK | 1054 | 843.2
K4W120B | KONTOUR ARRAY FOCAL ADJ WALL 1X2 BLK | 624 | 499.2
K4W210B | KONTOUR ARRAY FOCAL ADJ WALL 2X1 BLK | 919 | 735.2
K4W310B | KONTOUR ARRAY FOCAL ADJ WALL 3X1 BLK | 1064 | 851.2
KBD-MINI-19C | MINI, KBD CLAMP + TILT/SWIVEL MOUSE TRAY | 413 | 330.4
KBD-MINI-19T | MINI, 19" KBD + 8.25" MOUSE TRAY | 382 | 305.6
KBD-MINI-27F | MINI, 27" FIXED KBD MOUSE TRAY | 350 | 280
KBD-S2S-19C | S2S, KBD CLAMP + TILT/SWIVEL MOUSE TRAY | 476 | 380.8
KBD-S2S-19T | S2S, 19" KBD + 8.25" MOUSE TRAY | 446 | 356.8
KBD-S2S-27F | S2S, 27" FIXED KBD MOUSE TRAY | 413 | 330.4
KBD-UC-UC | ULTRA-COMPACT, 28" UC KBD MOUSE TRAY | 382 | 305.6
KCD220B | DESK MT, ARRAY 2 HEAD, 2 ARM | 491 | 392.8
KCS220B | DESK MT, ARRAY 2 HEAD, 1 ARM | 446 | 356.8
KITAB003 | KIT, RSAU, CMA455, CMS003 | 492 | 393.6
KITAD003B | KIT RSAU, CMS115, CMS003 | 332 | 265.6
KITAD003W | KIT RSAUW, CMS115W, CMS003W | 332 | 265.6
KITAF003W | KIT, RSAUW, CMA101W, CMS003W | 290 | 232
KITAS003 | KIT, RSAU, CMS440, CMS003 | 430 | 344
KITAS003W | KIT, RSAUW, CMS440, CMS003W | 431 | 344.8
KITEF009012 | KIT, RPMAU, CMS009012,CMA101 | 477 | 381.6
KITES003 | KITES003, RPMAU, CMS03, CMS440 | 507 | 405.6
KITES003P | KIT, RPMAU, CMS003, CMS440, CMA470 | 661 | 528.8
KITES003PW | KIT, RPMAUW, CMS003W, CMS440, CMA470 | 661 | 528.8
KITES003W | KITES003, RPMAUW, CMS003W, CMS440 | 507 | 405.6
KITES006 | KIT, RPMAU, CMS440, CMS006 | 516 | 412.8
KITES006W | KIT, RPMAUW, CMS440, CMS006W | 516 | 412.8
KITEZ006 | KIT, RPMAU, CMSZ006, CMS440 | 518 | 414.4
KITEZ006S | KIT, RPMAUS, CMSZ006S, CMS440 | 518 | 414.4
KITEZ006W | KIT, RPMAUW, CMSZ006S, CMS440 | 518 | 414.4
KITLS003 | MA1, CMS003, CMS440, | 544 | 435.2
KITLS012018 | RPMA1, CMS012018, CMS440, | 655 | 524
KITMA018024 | KIT, RSMAU, CMS018024, CMA395 | 526 | 420.8
KITMA018024W | KIT, RSMAUW, CMS018024W, CMA395W | 526 | 420.8
KITMA0203 | KIT, RSMAU, CMA395, CMS0203 | 541 | 432.8
KITMA0203W | KIT, RSMAUW, CMS395W, CMS0203W | 541 | 432.8
KITMA0305 | KIT, RSMAU, CMS0305, CMA395 | 561 | 448.8
KITMA0305W | KIT, RSMAUW, CMS0305W, CMA395W | 561 | 448.8
KITMD003 | KIT, RSMAU, CMS003, CMS115 | 370 | 296
KITMD003W | KIT, RSMAUW, CMS003W, CMS115W | 369 | 295.2
KITMD012018 | KIT, RSMAU, CMS012018, CMS115 | 508 | 406.4
KITMD012018W | KIT, RSMAUW, CMS012018W, CMS115W | 508 | 406.4
KITMD018024 | KIT, RSMAU, CMS018024, CMS115 | 526 | 420.8
KITMD018024W | KIT, RSMAUW, CMS018024W, CMS115W | 526 | 420.8
KITMD0203 | KIT, RSMAU, CMS0203, CMS115 | 547 | 437.6
KITMD0203W | KIT, RSMAUW, CMS0203W, CMS115W | 526 | 420.8
KITMD0305 | KIT, RSMAU, CMS0305, CMS115 | 556 | 444.8
KITMD0305W | KIT, RSMAUW, CMS0305W, CMS115W | 556 | 444.8
KITMS000 | KIT, RSMAU, CMS440 | 448 | 358.4
KITMS003 | KIT, RSMAU, CMS003, CMS440 | 464 | 371.2
KITMS003W | KIT, RSMAUW, CMS003W, CMS440 | 464 | 371.2
KITMS006 | KIT, RSMAU, CMS440, CMS006 | 473 | 378.4
KITMS006W | KIT, RSMAUW, CMS440, CMS006W | 473 | 378.4
KITMS009 | KIT, RSMAU, CMS440, CMS009 | 492 | 393.6
KITMS018 | KIT, RSMAU, CMS018, CMS440 | 504 | 403.2
KITMZ006 | KIT, RSMAU, CMSZ006, CMS440 | 494 | 395.2
KITMZ006S | KIT, RSMAUS, CMSZ006S, CMS440 | 494 | 395.2
KITMZ006W | KIT, RSMAUW, CMSZ006S, CMS440 | 494 | 395.2
KITP700 | KIT, RPAU, CMA700 | 354 | 283.2
KITPA018024 | KIT, RPAU, CMS018024, CMA395 | 514 | 411.2
KITPB003 | KIT, RPAU, CMA455, CMS003 | 569 | 455.2
KITPB003W | KIT, RPAUW, CMA455, CMS003W | 569 | 455.2
KITPB012018 | KIT, RPAU, CMA455, CMS012018 | 656 | 524.8
KITPD003 | KIT, RPAU, CMS003, CMS115 | 362 | 289.6
KITPD003W | Projector Mt kt RPAUW, CMS003W, CMS115W | 362 | 289.6
KITPD012018 | KIT, RPAU, CMS012018, CMS115 | 492 | 393.6
KITPD012018W | Proj Mt kt RPAUW, CMS012018W, CMS115W | 506 | 404.8
KITPD0203 | KIT, RPAU, CMS0203, CMS115 | 523 | 418.4
KITPD0203W | Proj Mt kt RPAUW, CMS0203W, CMS115W | 523 | 418.4
KITPD0305 | KIT, RPAU, CMS0305, CMS115 | 538 | 430.4
KITPD0305W | Proj Mt kt RPAUW, CMS0305W, CMS115W | 547 | 437.6
KITPF006009 | KIT, RPAU, CMS006009, CMA101 | 387 | 309.6
KITPF012018 | KIT, RPAU, CMS012018, CMA101 | 451 | 360.8
KITPF018024 | KIT RPAU, CMS018024, CMA101 | 464 | 371.2
KITPR003 | KIT, RPMAU, CMS003, CMS445 | 640 | 512
KITPS000P | KIT, RPAU, CMS440, CMA470 | 594 | 475.2
KITPS000PW | KIT, RPAUW, CMS440, & CMA470 | 595 | 476
KITPS003 | KIT, RPAU, CMS003, CMS440 | 448 | 358.4
KITPS003W | Proj Mt kt RPAUW, CMS003W, CMS440 | 448 | 358.4
KITPS006 | KIT, RPAU, CMS440, CMS006 | 469 | 375.2
KITPS006P | KIT, RPAU, CMS440, CMS006, CMA470 | 617 | 493.6
KITPS006PB | KIT, RPAU, CMS440, CMS006, & CMA471 | 646 | 516.8
KITPS006PW | KIT, RPAUW, CMS440, CMS006W, & CMA471 | 646 | 516.8
KITPS006W | KIT, RPAUW, CMS440, CMS006W | 463 | 370.4
KITPS012018 | KIT, RPAU, CMS012018, CMS440 | 592 | 473.6
KITPS012018W | RPAUW, CMS440 & CMS012018W | 592 | 473.6
KITPS012C | KIT, RPAU, CMS012, CMS440, CMA170 | 769 | 615.2
KITQA003 | Projector Mt kt RPMAU, CMS003, CMA395 | 417 | 333.6
KITQA0203 | Projector Mt kt RPMAU, CMS0203, CMA395 | 588 | 470.4
KITQD003 | Projector Mt kit RPMAU, CMS003, CMS115 | 413 | 330.4
KITQD012018 | Projector Mt kt RPMAU, CMS012018, CMS115 | 554 | 443.2
KITQD0203 | Projector Mt kt RPMAU, CMS0203, CMS115 | 590 | 472
KITQD0305 | Projector Mt kt RPMAU, CMS0305, CMS115 | 601 | 480.8
KITQS012C | KIT, RPMAU, CMS012, CMS440, CMA170 | 835 | 668
KITS006P | KIT, CMS440, CMS006, CMA470 | 344 | 275.2
KITS006PW | KIT, CMS440, CMS006W, CMA470 | 344 | 275.2
KITXWXSM1U | Micro-Adjust Wall Mount XX-Large | 1416 | 1132.8
KITXWXSM1UP | X-WIDE MICRO-ADJUST STATIC WALL MT XL P | 1499 | 1199.2
KMA220B | DUAL HORIZ. ARRAY BLACK | 213 | 170.4
KMA320B | TRIPLE HORIZ. ARRAY BLACK | 265 | 212
KPP110B | PIV, PIT, ROLL POLE MT BLK | 168 | 134.4
KPP110S | PIV, PIT, ROLL POLE MT SIL | 168 | 134.4
KPWRB | KONTOUR POWER+USB BASE, BLK | 148 | 118.4
KPWRW | KONTOUR POWER+USB BASE, WHT | 148 | 118.4
KRA219B | K1 & K2 TABLE CLAMP MOUNT KIT, BLK | 38 | 30.4
KRA219S | K1 & K2 TABLE CLAMP MOUNT KIT, SLV | 38 | 30.4
KRA220B | K1 & K2 EXTENSION ARM ACCESSORY, BLK | 55 | 44
KRA220S | K1 & K2 EXTENSION ARM ACCESSORY, SLV | 55 | 44
KRA220W | K1 & K2 EXTENSION ARM ACCESSORY, WHT | 55 | 44
KRA221B | K1C120 ADD-ON MONITOR KIT, BLK | 250 | 200
KRA221BXRH | K1C XRH EXPANSION ARM KIT BLK | 250 | 200
KRA221S | K1C120 ADD-ON MONITOR KIT, SLV | 250 | 200
KRA221SXRH | K1C XRH EXPANSION ARM KIT SLVR | 250 | 200
KRA221W | K1C120 ADD-ON MONITOR KIT, WHT | 250 | 200
KRA221WXRH | K1C XRH EXPANSION ARM KIT, WHT | 250 | 200
KRA222B | K2C120 ADD-ON MONITOR KIT, BLK | 196 | 156.8
KRA222S | K2C120 ADD-ON MONITOR KIT, SLV | 196 | 156.8
KRA223B | K1 & K2 DUAL MONITOR ARRAY BAR, BLK | 158 | 126.4
KRA223S | K1 & K2 DUAL MONITOR ARRAY BAR, SLV | 158 | 126.4
KRA224B | K1 & K2 DUAL MONITOR ARRAY BAR HANDLE | 38 | 30.4
KRA225B | K1 EXTREME TILT HEAD ACCESSORY, BLK | 75 | 60
KRA225S | K1 EXTREME TILT HEAD ACCESSORY, SLV | 75 | 60
KRA226B | COLUMN MOUNT GROMMET ACCESSORY, BLK | 32 | 25.6
KRA226S | COLUMN MOUNT GROMMET ACCESSORY, SLV | 32 | 25.6
KRA227B | K1D, K1P, K1S, K1W DUAL MONITOR KIT, BLK | 264 | 211.2
KRA227BXRH | K1C, P, S, W XRH EXPANSION ARM KIT BLK | 264 | 211.2
KRA227S | K1D, K1P, K1S, K1W DUAL MONITOR KIT, SLV | 264 | 211.2
KRA227SXRH | K1C, P, S, W XRH EXPANSION ARM KIT SLVR | 264 | 211.2
KRA227W | K1D, K1P, K1S, K1W DUAL MONITOR KIT, WHT | 264 | 211.2
KRA228B | K2P, K2W DUAL MONITOR KIT, BLK | 196 | 156.8
KRA228S | K2P, K2W DUAL MONITOR KIT, SLV | 196 | 156.8
KRA22ACRYLIC | KONTOUR 22" ACRYLIC PANEL | 378 | 302.4
KRA231B | EXTREME TILT COLUMN MNT, BLK | 102 | 81.6
KRA231S | EXTREME TILT COLUMN MNT, SLV | 102 | 81.6
KRA231W | EXTREME TILT COLUMN MNT, WHT | 102 | 81.6
KRA232B | THIN-CLIENT PC MNT, CLMN, BLK | 82 | 65.6
KRA232PB | THIN-CLIENT PC MNT, POLE, BLK | 96 | 76.8
KRA233B | SECURE THIN-CLIENT PC MNT, CLMN, BLK | 119 | 95.2
KRA233PB | SECURE THIN-CLIENT PC MNT, POLE, BLK | 132 | 105.6
KRA234B | KONTOUR THIN-CLIENT PC MOUNT, BLK | 136 | 108.8
KRA235B | KONTOUR FLEXLINK KIT, BLK | 119 | 95.2
KRA235S | KONTOUR FLEXLINK KIT, SLV | 119 | 95.2
KRA235W | KONTOUR FLEXLINK KIT, WHT | 119 | 95.2
KRA240B | K1 DYNAMIC ARM ACCESSORY KIT, BLK | 157 | 125.6
KRA240S | K1 DYNAMIC ARM ACCESSORY KIT, SLV | 157 | 125.6
KRA240W | K1 DYNAMIC ARM ACCESSORY KIT, WHT | 157 | 125.6
KRA241B | KX / K1 / K2 ARM HARDWARE KIT, BLK | 35.5 | 28.4
KRA241S | KX / K1 / K2 ARM HARDWARE KIT, SLV | 35.5 | 28.4
KRA243B | K1 MONITOR INTERFACE, BLK | 35.5 | 28.4
KRA243S | K1 MONITOR INTERFACE, SLV | 35.5 | 28.4
KRA244B | KXD K1D DESK CLAMP BASE, BLK | 57 | 45.6
KRA244S | KXD K1D DESK CLAMP BASE, SLV | 57 | 45.6
KRA244W | KXD K1D DESK CLAMP BASE, WHT | 57 | 45.6
KRA245B | KXC K1C K2C CLMN DESK CLAMP BASE, BLK | 107 | 85.6
KRA245S | KXC K1C K2C CLMN DESK CLAMP BASE, SLV | 107 | 85.6
KRA245W | KXC K1C K2C CLMN DESK CLAMP BASE, WHT | 107 | 85.6
KRA300B | LAPTOP TRAY ACCESSORY, BLACK | 96 | 76.8
KRA300S | LAPTOP TRAY ACCESSORY, SILVER | 96 | 76.8
KRA400B | ARM ADAPTER PLATE FOR FSBIB/FSBI2B | 39.5 | 31.6
KRA401B | K1 ARM ADPTR PLATE FOR FSBI2TB & FSRI2T | 39.5 | 31.6
KRA500B | KONTOUR ARRAY NON-FOCAL ADJ CLAMP BLK | 93 | 74.4
KRA500S | KONTOUR ARRAY NON-FOCAL ADJ CLAMP SLV | 93 | 74.4
KRAMSB | KONTOUR METAL STUD ACCESSORY, BLK | 101 | 80.8
KRAMSW | KONTOUR METAL STUD ACCESSORY, WHT | 101 | 80.8
KRARPC22N | RADIANT PWR CENTER, 2AC 2USB, NCL | 99 | 79.2
KRARPC22W | RADIANT PWR CENTER, 2AC 2USB, WHT | 99 | 79.2
KSA1001B | WALLPLATE ACC. BLACK | 106 | 84.8
KSA1003B | EXTENSION ARM ACCESSORY, BLK | 56 | 44.8
KSA1003S | EXTENSION ARM ACCESSORY, SLV | 56 | 44.8
KSA1004B | LIFTING ARM BLACK | 199 | 159.2
KSA1014B | CENTRIS HEAD ACCESSORY | 46.5 | 37.2
KSA1014S | CENTRIS HEAD ACCESSORY | 46.5 | 37.2
KSA1017B | POLE CLAMP ACCESSORY | 52 | 41.6
KSA1018B | K SERIES STEEL STUD ACCESSORY | 111 | 88.8
KSA1018S | K SERIES STEEL STUD ACCESSORY | 111 | 88.8
KSA1019B | TURNTITE HEAD ACC - BLACK | 56 | 44.8
KSA1020B | CPU WALL AND DESK MOUNT | 171 | 136.8
KSA1021B | KEYBOARD TRAY ACCESS, BLK | 159 | 127.2
KSA1021S | KEYBOARD TRAY ACCESS, SLV | 159 | 127.2
KSA1022B | ACCESSORY, SFP WALL TRACK | 240 | 192
KSA1023B | CPU WALL MOUNT, U-STYLE | 85 | 68
KSA1024B | Centris Quick Connect, BLK | 67 | 53.6
KSA1026B | DELL AC511 SPEAKER BAR ACCESSORY | 119 | 95.2
KSA1250B-2 | K1 SERIES, DELL MONITOR QC BKT, BLK | 40.5 | 32.4
KTA1000B | GROMMET MOUNT ACCESSORY | 84 | 67.2
KTA1000S | GROMMET MOUNT ACCESSORY | 84 | 67.2
KTA1001B | ARRAY CONNECT BRKT | 53 | 42.4
KTA1001S | ARRAY CONNECT BRKT | 53 | 42.4
KTA1002B | FREE STAND BASE ACCESSORY | 84 | 67.2
KTA1002S | FREE STAND BASE ACCESSORY | 84 | 67.2
KTA1003B | ARRAY DUAL POLE ACCESSORY, BLACK | 113 | 90.4
KTA1003S | ARRAY DUAL POLE ACCESSORY, SILVER | 113 | 90.4
KTA1004B | DESK CLAMP FOR POLE ARRAYS | 84 | 67.2
KTA1004S | DESK CLAMP FOR POLE ARRAYS | 84 | 67.2
KTA1005B | ARRAY CENTRIS ACCESSORY - BLACK | 75 | 60
KTA1005S | ARRAY CENTRIS ACCESSORY - SILVER | 75 | 60
KTA1007B | GROMMET MOUNT ACCESSORY | 133 | 106.4
KTA1007S | GROMMET MOUNT ACCESSORY | 133 | 106.4
KTA1014B | 14" POLE ACCESSORY | 53 | 42.4
KTA1014S | 14" POLE ACCESSORY | 53 | 42.4
KTA1028B | 28" POLE ACCESSORY | 69 | 55.2
KTA1028S | 28" POLE ACCESSORY | 69 | 55.2
KTA1036B | 36" POLE ACCESSORY | 75 | 60
KTA1036S | 36" POLE ACCESSORY | 75 | 60
KTA1042B | 42" POLE ACCESSORY | 84 | 67.2
KTA1042S | 42" POLE ACCESSORY | 84 | 67.2
KTA220B | DUAL ARRAY POLE MT ACC. | 264 | 211.2
KTA225B | 34" DUAL ARRAY ACCESSORY | 298 | 238.4
KTA320B | TRIPLE ARRAY POLE MT ACC. | 320 | 256
KTA325B | EXTENDED TRIPLE ARRAY POLE MT ACC. | 376 | 300.8
KTC225B | DESK CLAMP ARRAY 2W X 1H WIDE | 406 | 324.8
KTC230B | DESK CLAMP ARRAY 1W X 2H | 416 | 332.8
KTC230S | DESK CLAMP ARRAY 1W X 2H | 416 | 332.8
KTC325B | DESK CLAMP ARRAY 3W X 1H WIDE | 488 | 390.4
KTC445B | DESK CLAMP ARRAY 2W X 2H WIDE | 733 | 586.4
KTG220B | HORIZONTAL DUAL ARRAY BLK GROMMET MOUNT | 396 | 316.8
KTG225B | 2 X 1 ARRAY GROMMET STAND | 428 | 342.4
KTG230B | VERTICAL DUAL ARRAY BLK GROMMET MOUNT | 436 | 348.8
KTG230S | VERTICAL DUAL ARRAY SLVR GROMMET MOUNT | 436 | 348.8
KTG325B | GROMMET MOUNT ARRAY 3W X 1H WIDE | 488 | 390.4
KTG445B | 2 X 2 ARRAY GROMMET STAND | 771 | 616.8
KTP220B | FREE STAND POLE MT ARRAY | 396 | 316.8
KTP225B | 2 X 1 ARRAY TABLE STAND | 428 | 342.4
KTP230B | FREE STAND POLE MT ARRAY VERT. | 444 | 355.2
KTP230S | FREE STAND POLE MT ARRAY VERT. | 444 | 355.2
KTP325B | TABLE STAND ARRAY 3W X 1H WIDE | 565 | 452
KTP445B | 2 X 2 ARRAY TABLE STAND | 771 | 616.8
KWD130B | 7" VERT ARRAY SWING | 334 | 267.2
KWD230B | 20" VERT ARRAY SWING | 491 | 392.8
KWDSK110B | STEEL STUD DUAL ARM MOUNT | 343 | 274.4
KWDSK110S | STEEL STUD DUAL ARM MOUNT | 336 | 268.8
KWGSK110B | STATIC/H/A ARM STEEL STUD | 463 | 370.4
KWGSK110S | STATIC/H/A ARM STEEL STUD | 463 | 370.4
KWGSKVB | FWG W/METAL STUD ADAPTER, BLACK | 463 | 370.4
KWK110B | HEIGHT ADJUSTABLE DUAL ARM WITH KEYBOARD | 538 | 430.4
KWP110B | SFP WALL MT, PIVOT/PITCH | 196 | 156.8
KWP110S | SFP WALL MT, PIVOT/PITCH | 196 | 156.8
KWP130B | 7" ARRAY VERTICAL WALL MOUNT | 244 | 195.2
KWS220B | WALL MT, ARRAY, SINGLE ARM | 430 | 344
KWT110B | ALL IN ONE WORK STATION | 1283 | 1026.4
KXC220B | KX CLMN DESK MNT DUAL 2L ARMS, BLK | 711 | 568.8
KXC220S | KX CLMN DESK MNT DUAL 2L ARMS, SLV | 711 | 568.8
KXC220W | KX CLMN DESK MNT DUAL 2L ARMS, WHT | 711 | 568.8
KXC330B | KX CLMN DESK MNT TRI 3L ARMS, BLK | 930 | 744
KXC330S | KX CLMN DESK MNT TRI 3L ARMS, SLV | 930 | 744
KXC330W | KX CLMN DESK MNT TRI 3L ARMS, WHT | 930 | 744
KXC420B | KX CLMN DESK MNT QUAD 2L ARMS, BLK | 1371 | 1096.8
KXC420S | KX CLMN DESK MNT QUAD 2L ARMS, SLV | 1371 | 1096.8
KXC420W | KX CLMN DESK MNT QUAD 2L ARMS, WHT | 1371 | 1096.8
KXD220B | KX DESK MNT DUAL 2L ARMS, BLK | 647 | 517.6
KXD220S | KX DESK MNT DUAL 2L ARMS, SLV | 647 | 517.6
KXD220W | KX DESK MNT DUAL 2L ARMS, WHT | 647 | 517.6
LBM1X2U | FUSION 1X2 BOLT-DOWN VIDEO WALL | 3940 | 3152
LBM1X2UP | FUSION 1X2 BOLT-DOWN VIDEO WALL PORTRAIT | 3940 | 3152
LBM1X3U | FUSION 1X3 BOLT-DOWN VIDEO WALL | 4483 | 3586.4
LBM2X2U | FUSION 2X2 BOLT-DOWN VIDEO WALL | 5361 | 4288.8
LBM2X2UP | FUSION 2X2 PORTRAIT BOLT DOWN VIDEO WALL | 5361 | 4288.8
LBM3X1UP | FUSION 3X1 PORTRAIT BOLT DOWN VIDEO WALL | 4794 | 3835.2
LBM3X2U | FUSION 3X2 BOLT-DOWN VIDEO WALL | 6491 | 5192.8
LBM3X2UP | FUSION 3X2 PORTRAIT BOLT DOWN VIDEO WALL | 6491 | 5192.8
LBM3X3U | FUSION 3X3 BOLT-DOWN VIDEO WALL | 8467 | 6773.6
LC1 | CABLE LOCK | 79 | 63.2
LCB1U | CEILING MOUNT, B2B, LARGE | 843 | 674.4
LCB1UP | CEILING MOUNT, B2B, LG., PORTRAIT | 843 | 674.4
LCB1X2U | CEILING MOUNT, LG., B2B, STACKING KIT | 1823 | 1458.4
LCB2X1U | SIDE X SIDE, BACK TO BACK, CEILING MOUNT | 1547 | 1237.6
LCB2X1UP | CM, SIDE X SIDE, B2B, PORTRAIT | 1547 | 1237.6
LCB3X1U | CEILING MOUNT, 3 WIDE, B2B, KIT | 2395 | 1916
LCB3X1UP | CEILING MOUNT, 3 WIDE, B2B, PORT., KIT | 2395 | 1916
LCD2C | LCD2C CEILING MOUNT | 451 | 360.8
LCD2TS | LCD TABLE STAND | 632 | 505.6
LCDA215C | UNIVERSAL ADJUSTABLE MOUNT | 493 | 394.4
LCDA220C | LCDA-220C CEILING MOUNT | 493 | 394.4
LCDA225C | CEILING MOUNT | 493 | 394.4
LCDA230C | LCDA-230C CEILING MOUNT | 493 | 394.4
LCDA240C | CEILING MOUNT | 493 | 394.4
LCDB | LCDTS BASE ONLY | 466 | 372.8
LCDCP | LCD2C CEILING PLATE ONLY | 189 | 151.2
LCDPA | LCD2C PROJECTOR ARM | 78 | 62.4
LCM1U | SINGLE CEILING MOUNT, LARGE, BLACK | 459 | 367.2
LCM1U-G | SINGLE CEILING MOUNT, LARGE, BLACK, TAA | 505 | 404
LCM1UP | CEILING MOUNT, SINGLE, PORTRAIT | 459 | 367.2
LCM1X2U | LCM1U AND CPA048P KIT | 1062 | 849.6
LCM2X1U | FUSION Large Ceiling 2 x 1 Menu Board | 843 | 674.4
LCM2X1UP | CEILING MOUNT, SIDE BY SIDE, PORTRAIT | 843 | 674.4
LCM2X1UP400 | CEILING MOUNT, SIDE BY SIDE, PORT 400 | 843 | 674.4
LCM2X2U | 2 x 2 CEILING MOUNTED ARRAY ASSEMBLY | 4654 | 3723.2
LCM2X2UP | CEILING MOUNTED ARRAY, PORTRAIT, 2 X 2 | 4654 | 3723.2
LCM3U | CEILING MOUNT, TRIPLE, LARGE | 2035 | 1628
LCM3X1U | MENU BOARD, 3 WIDE, 1 HIGH | 1405 | 1124
LCM3X1UP | CEILING MOUNT, 3 WIDE, PORTRAIT | 1405 | 1124
LCM3X2U | 3 X 2 CEILING MOUNTED ARRAY ASSEMBLY | 5503 | 4402.4
LCM3X2UP | CEILING MOUNTED ARRAY, PORTRAIT, 3 X 2 | 5503 | 4402.4
LCM3X3U | 3 X 3 CEILING MOUNTED ARRAY ASSEMBLY | 7481 | 5984.8
LCM4U | QUAD CEILING MOUNT KIT | 2716 | 2172.8
LCM5X1U | 5 WIDE, CEILING MOUNTED, MENU-BOARD | 2688 | 2150.4
LDB1U | LARGE FUSION BOLT-DOWN TABLE STAND | 704 | 563.2
LDS1U | LARGE FUSION TABLE STAND | 864 | 691.2
LF40UBP | 40" PORTRAIT FLOOR KIOSK, BLACK | 4039 | 3231.2
LF40UBP-B2B | 40" B2B PORTRAIT FLOOR KIOSK, BLACK | 4923 | 3938.4
LF40UWP | 40" PORTRAIT FLOOR KIOSK, WHITE | 4039 | 3231.2
LF40UWP-B2B | 40" B2B PORTRAIT FLOOR KIOSK, WHITE | 4923 | 3938.4
LF42UBP | 42" PORTRAIT FLOOR KIOSK, BLACK | 4039 | 3231.2
LF42UBP-B2B | 42" B2B PORTRAIT FLOOR KIOSK, BLACK | 4923 | 3938.4
LF42UWP | 42" PORTRAIT FLOOR KIOSK, WHITE | 4039 | 3231.2
LF42UWP-B2B | 42" B2B PORTRAIT FLOOR KIOSK, WHITE | 4923 | 3938.4
LF43UBP | 43" PORTRAIT FLOOR KIOSK, BLACK | 4039 | 3231.2
LF43UBP-B2B | 43" B2B PORTRAIT FLOOR KIOSK, BLACK | 4923 | 3938.4
LF43UWP | 43" PORTRAIT FLOOR KIOSK, WHITE | 4039 | 3231.2
LF43UWP-B2B | 43" B2B PORTRAIT FLOOR KIOSK, WHITE | 4923 | 3938.4
LF46UBP | 46" PORTRAIT FLOOR KIOSK, BLACK | 4039 | 3231.2
LF46UBP-B2B | 46" B2B PORTRAIT FLOOR KIOSK, BLACK | 4923 | 3938.4
LF46UWP | 46" PORTRAIT FLOOR KIOSK, WHITE | 4039 | 3231.2
LF46UWP-B2B | 46" B2B PORTRAIT FLOOR KIOSK, WHITE | 4923 | 3938.4
LF47UBP | 47" PORTRAIT FLOOR KIOSK, BLACK | 4039 | 3231.2
LF47UBP-B2B | 47" B2B PORTRAIT FLOOR KIOSK, BLACK | 4923 | 3938.4
LF47UWP | 47" PORTRAIT FLOOR KIOSK, WHITE | 4039 | 3231.2
LF47UWP-B2B | 47" B2B PORTRAIT FLOOR KIOSK, WHITE | 4923 | 3938.4
LF48UBP | 48" PORTRAIT FLOOR KIOSK, BLACK | 4039 | 3231.2
LF48UBP-B2B | 48" B2B PORTRAIT FLOOR KIOSK, BLACK | 4923 | 3938.4
LF48UWP | 48" PORTRAIT FLOOR KIOSK, WHITE | 4039 | 3231.2
LF48UWP-B2B | 48" B2B PORTRAIT FLOOR KIOSK, WHITE | 4923 | 3938.4
LF49UBP | 49" PORTRAIT FLOOR KIOSK, BLACK | 4165 | 3332
LF49UBP-B2B | 49" B2B PORTRAIT FLOOR KIOSK, BLACK | 5049 | 4039.2
LF49UWP | 49" PORTRAIT FLOOR KIOSK, WHITE | 4165 | 3332
LF49UWP-B2B | 49" B2B PORTRAIT FLOOR KIOSK, WHITE | 5049 | 4039.2
LF50UBP | 50" PORTRAIT FLOOR KIOSK, BLACK | 4165 | 3332
LF50UBP-B2B | 50" B2B PORTRAIT FLOOR KIOSK, BLACK | 5049 | 4039.2
LF50UWP | 50" PORTRAIT FLOOR KIOSK, WHITE | 4165 | 3332
LF50UWP-B2B | 50" B2B PORTRAIT FLOOR KIOSK, WHITE | 5049 | 4039.2
LF55UBP | 55" PORTRAIT FLOOR KIOSK, BLACK | 4165 | 3332
LF55UBP-B2B | 55" B2B PORTRAIT FLOOR KIOSK, BLACK | 5049 | 4039.2
LF55UWP | 55" PORTRAIT FLOOR KIOSK, WHITE | 4165 | 3332
LF55UWP-B2B | 55" B2B PORTRAIT FLOOR KIOSK, WHITE | 5049 | 4039.2
LFAUB | LARGE FUSION STAND MAN ADJ, BLK | 1688 | 1350.4
LFAUS | LARGE FUSION STAND MAN ADJ, SLV | 1688 | 1350.4
LFD1U | FUSION DYNA HGHT ADJ FLOOR TO WALL-LRG | 3630 | 2904
LFE1U | Electric Height Adj Floor Support L -US | 2306 | 1844.8
LPAUB | Large FUSION Cart Manual Adjustable, BLK | 1547 | 1237.6
LPAUS | Large FUSION Cart Manual Adjustable, SLV | 1547 | 1237.6
LPD1U | FUSION DYNAMIC HEIGHT ADJUST CART - LRG | 3766 | 3012.8
LPE1U | Electric Height Adjust Cart L -US | 2427 | 1941.6
LPK1 | LPK-1 LOW PROFILE MOUNTING KIT | 148 | 118.4
LSA1U | Fixed Wall Mount, Large | 204 | 163.2
LSB100 | LATERAL SHIFT BRACKET | 57 | 45.6
LSB101 | LSB101 FOR RPMA, B, C SERIES MOUNTS | 57 | 45.6
LSCUB | LARGE MODAL CART, UNIV, BLK | 1999 | 1599.2
LSCUW | LARGE MODAL CART, UNIV, WHT | 1999 | 1599.2
LSD1U | FUSION DYNAMIC HEIGHT ADJUST WALL - LRG | 1874 | 1499.2
LSM1U | Micro-Adjust Fixed Wall Mount, Large | 271 | 216.8
LSM1U-G | FIXED, HEIGHT ADJ., STATIC MOUNT, TAA | 328 | 262.4
LSTU | LARGE FIXED THINSTALL UNIVERSAL | 210 | 168
LTA1U | Tilt Wall Mount, Large | 271 | 216.8
LTM1U | Micro-Adjust Tilt Wall Mount, Large | 384 | 307.2
LTM1U-G | LARGE, HEIGHT ADJ. TILT MOUNT, TAA | 460 | 368
LTTU | LARGE TILT THINSTALL UNIVERSAL | 281 | 224.8
LVM2X2U | FUSION 2X2 VIDEO WALL CART | 5361 | 4288.8
LVM2X2UP | FUSION 2X2 PORTRAIT VIDEO WALL CART | 5361 | 4288.8
LVM3X1UP | FUSION 3X1 PORTRAIT VIDEO WALL CART | 4794 | 3835.2
LVM3X2U | FUSION 3X2 VIDEO WALL CART | 6491 | 5192.8
LVM3X2UP | FUSION 3X2 PORTRAIT VIDEO WALL CART | 6491 | 5192.8
LVM3X3U | FUSION 3X3 VIDEO WALL CART | 8467 | 6773.6
LVS1U | CONNEXSYS VIDEO WALL SYSTEM WITH RAILS | 1035 | 828
LVS1U-G | CONNEXSYS VIDEO WALL SYS WITH RAILS, TAA | 1190 | 952
LVS1UP | CONNEXSYS VIDEO WALL SYSTEM PORT W/RAILS | 1035 | 828
LVSXU | CONNEXSYS VIDEO WALL SYSTEM W/O RAILS | 1008 | 806.4
LVSXUP | CONNEXSYS VIDEO WALL SYS PORT W/O RAILS | 1008 | 806.4
LW40UB | LANDSCAPE ON-WALL KIOSK, BLACK 40" | 2600 | 2080
LW40UBP | WALL DISPLAY ENCLOSURE PORTRAIT 40", B | 1841 | 1472.8
LW40UBPG | 40" PORTRAIT ON-WALL KIOSK W/GLASS, BLK | 2598 | 2078.4
LW40UW | LANDSCAPE ON-WALL KIOSK, WHITE 40" | 2600 | 2080
LW40UWP | WALL DISPLAY ENCLOSURE PORTRAIT 40", W | 1841 | 1472.8
LW40UWPG | 40" PORTRAIT ON-WALL KIOSK W/GLASS, WHT | 2598 | 2078.4
LW42UB | LANDSCAPE ON-WALL KIOSK, BLACK 42" | 2600 | 2080
LW42UBP | WALL DISPLAY ENCLOSURE PORTRAIT 42", B | 1841 | 1472.8
LW42UBPG | 42" PORTRAIT ON-WALL KIOSK W/GLASS, BLK | 2598 | 2078.4
LW42UW | LANDSCAPE ON-WALL KIOSK, WHITE 42" | 2600 | 2080
LW42UWP | WALL DISPLAY ENCLOSURE PORTRAIT 42", W | 1841 | 1472.8
LW42UWPG | 42" PORTRAIT ON-WALL KIOSK W/GLASS, WHT | 2598 | 2078.4
LW43UB | LANDSCAPE ON-WALL KIOSK, BLACK 43" | 2600 | 2080
LW43UBP | WALL DISPLAY ENCLOSURE PORTRAIT 43", B | 1841 | 1472.8
LW43UBPG | 43" PORTRAIT ON-WALL KIOSK W/GLASS, BLK | 2598 | 2078.4
LW43UW | LANDSCAPE ON-WALL KIOSK, WHITE 43" | 2600 | 2080
LW43UWP | WALL DISPLAY ENCLOSURE PORTRAIT 43", W | 1841 | 1472.8
LW43UWPG | 43" PORTRAIT ON-WALL KIOSK W/GLASS, WHT | 2598 | 2078.4
LW46UBP | WALL DISPLAY ENCLOSURE PORTRAIT 46", B | 1891 | 1512.8
LW46UBPG | 46" PORTRAIT ON-WALL KIOSK W/GLASS, BLK | 2650 | 2120
LW46UWP | WALL DISPLAY ENCLOSURE PORTRAIT 46", W | 1891 | 1512.8
LW46UWPG | 46" PORTRAIT ON-WALL KIOSK W/GLASS, WHT | 2650 | 2120
LW47UBP | WALL DISPLAY ENCLOSURE PORTRAIT 47", B | 1891 | 1512.8
LW47UBPG | 47" PORTRAIT ON-WALL KIOSK W/GLASS, BLK | 2650 | 2120
LW47UWP | WALL DISPLAY ENCLOSURE PORTRAIT 47", W | 1891 | 1512.8
LW47UWPG | 47" PORTRAIT ON-WALL KIOSK W/GLASS, WHT | 2650 | 2120
LW48UBP | WALL DISPLAY ENCLOSURE PORTRAIT 48", B | 1891 | 1512.8
LW48UBPG | 48" PORTRAIT ON-WALL KIOSK W/GLASS, BLK | 2650 | 2120
LW48UWP | WALL DISPLAY ENCLOSURE PORTRAIT 48", W | 1891 | 1512.8
LW48UWPG | 48" PORTRAIT ON-WALL KIOSK W/GLASS, WHT | 2650 | 2120
LW49UB | 49" LANDSCAPE WALL KIOSK, BLACK | 2776 | 2220.8
LW49UBP | WALL DISPLAY ENCLOSURE PORTRAIT 49", B | 2144 | 1715.2
LW49UBPG | 49" PORTRAIT ON-WALL KIOSK W/GLASS, BLK | 3028 | 2422.4
LW49UW | 49" LANDSCAPE WALL KIOSK, WHITE | 2776 | 2220.8
LW49UWP | WALL DISPLAY ENCLOSURE PORTRAIT 49", W | 2144 | 1715.2
LW49UWPG | 49" PORTRAIT ON-WALL KIOSK W/GLASS, WHT | 3028 | 2422.4
LW50UB | 50" LANDSCAPE WALL KIOSK, BLACK | 2776 | 2220.8
LW50UBP | WALL DISPLAY ENCLOSURE PORTRAIT 50", B | 2144 | 1715.2
LW50UBPG | 50" PORTRAIT ON-WALL KIOSK W/GLASS, BLK | 3028 | 2422.4
LW50UW | 50" LANDSCAPE WALL KIOSK, WHITE | 2776 | 2220.8
LW50UWP | WALL DISPLAY ENCLOSURE PORTRAIT 50", W | 2144 | 1715.2
LW50UWPG | 50" PORTRAIT ON-WALL KIOSK W/GLASS, WHT | 3028 | 2422.4
LW55UB | 55" LANDSCAPE WALL KIOSK, BLACK | 2776 | 2220.8
LW55UBP | WALL DISPLAY ENCLOSURE PORTRAIT 55", B | 2144 | 1715.2
LW55UBPG | 55" PORTRAIT ON-WALL KIOSK W/GLASS, BLK | 3028 | 2422.4
LW55UW | 55" LANDSCAPE WALL KIOSK, WHITE | 2776 | 2220.8
LW55UWP | WALL DISPLAY ENCLOSURE PORTRAIT 55", W | 2144 | 1715.2
LW55UWPG | 55" PORTRAIT ON-WALL KIOSK W/GLASS, WHT | 3028 | 2422.4
LW65UB | LANDSCAPE ON-WALL KIOSK, BLACK 65" | 3910 | 3128
LW65UBP | WALL DISPLAY ENCLOSURE PORTRAIT 65", B | 2999 | 2399.2
LW65UBPG | 65" PORTRAIT ON-WALL KIOSK W/GLASS, BLK | 4344 | 3475.2
LW65UW | LANDSCAPE ON-WALL KIOSK, WHITE 65" | 3910 | 3128
LW65UWP | WALL DISPLAY ENCLOSURE PORTRAIT 65", W | 2999 | 2399.2
LW65UWPG | 65" PORTRAIT ON-WALL KIOSK W/GLASS, WHT | 4344 | 3475.2
LW70UB | LANDSCAPE ON-WALL KIOSK, BLACK 70" | 3910 | 3128
LW70UBP | WALL DISPLAY ENCLOSURE PORTRAIT 70", B | 2999 | 2399.2
LW70UBPG | 70" PORTRAIT ON-WALL KIOSK W/GLASS, BLK | 4344 | 3475.2
LW70UW | LANDSCAPE ON-WALL KIOSK, WHITE 70" | 3910 | 3128
LW70UWP | WALL DISPLAY ENCLOSURE PORTRAIT 70", W | 2999 | 2399.2
LW75UB | LANDSCAPE ON-WALL KIOSK, BLACK 75" | 4344 | 3475.2
LW75UBP | WALL DISPLAY ENCLOSURE PORTRAIT 75", B | 3154 | 2523.2
LW75UBPG | 75" PORTRAIT ON-WALL KIOSK W/GLASS, BLK | 4629 | 3703.2
LW75USP | WALL DISPLAY ENCLOSURE PORTRAIT 75", S | 3910 | 3128
LW75UW | LANDSCAPE ON-WALL KIOSK, WHITE 75" | 4344 | 3475.2
LW75UWP | WALL DISPLAY ENCLOSURE PORTRAIT 75", W | 3154 | 2523.2
LW75UWPG | 75" PORTRAIT ON-WALL KIOSK W/GLASS, WHT | 4629 | 3703.2
LWM2X1U | MENU-BOARD, WALL MOUNTED, SIDE BY SIDE | 843 | 674.4
LWM2X1UP | MENU-BOARD, WALL MOUNTED, 2 WIDE, PORT. | 843 | 674.4
LWM3X1U | MENU-BOARD, WALL MOUNTED, 3 WIDE, LANDS. | 1405 | 1124
LWM3X1UP | MENU-BOARD, WALL MOUNTED, 3 WIDE, PORT. | 1405 | 1124
LWM4X1U | MENU-BOARD, WALL MOUNTED, 4 WIDE, LANDS | 2076 | 1660.8
LWM5X1U | MENU-BOARD, WALL MOUNTED, 5 WIDE, LANDSC | 2688 | 2150.4
MAC1003B | J-SERIES EXT ARM KIT - BLACK | 81 | 64.8
MAC1003S | J-SERIES EXT ARM KIT - SILVER | 81 | 64.8
MAC118B | J SERIES STEEL STUD ACCESSORY | 224 | 179.2
MAC230B | BACK COVER FOR MSBUB | 137 | 109.6
MAC251 | MID-SIZE CPU ADAPTER | 205 | 164
MAC252 | SMALL CPU ADAPTER | 190 | 152
MAC400 | MID SIZE ROTATION ADAPTER | 205 | 164
MAC501B | J SERIES IN-WALL | 242 | 193.6
MAC720 | MFP CART & STAND CLAMP HEAD ACC. | 162 | 129.6
MAC722 | MAC722 DUAL SIDE BY SIDE ACCESSORY | 599 | 479.2
MAC790 | MAC790 SWIVEL ACCESSORY | 162 | 129.6
MCB1U | CEILING MOUNT, B2B, MEDIUM | 526 | 420.8
MCB1X2U | CEILING MOUNT, MED., B2B, STACKING KIT | 1197 | 957.6
MCD6000 | TWIN MID SIZE CEILING MT | 298 | 238.4
MCM1U | SINGLE CEILING MOUNT, MEDIUM, BLACK | 354 | 283.2
MCM1X2U | MCM1U AND CPA048P KIT | 853 | 682.4
MCS6000 | MID SIZE CEILING MOUNT | 195 | 156
MF16000B | 4' - 7' MFP FLOOR STAND | 985 | 788
MF16000S | 4' - 7' MFP FLOOR STAND | 985 | 788
MF1UB | 4' - 7' MFP FLOOR STAND | 1090 | 872
MF1US | 4' - 7' MFP FLOOR STAND | 1090 | 872
MF26000B | 4' - 7' DUAL DISPLAY FLOOR STAND | 1132 | 905.6
MF26000S | 4' - 7' DUAL DISPLAY FLOOR STAND | 1132 | 905.6
MF2UB | 4' - 7' DUAL DISPLAY FLOOR STAND | 1279 | 1023.2
MF2US | 4' - 7' DUAL DISPLAY FLOOR STAND | 1279 | 1023.2
MFAUB | MEDIUM FUSION STAND MAN ADJ, BLK | 1547 | 1237.6
MFAUBSP | FUSION STRETCH DISPLAY STAND, PORTRAIT | 1779 | 1423.2
MFAUS | MEDIUM FUSION STAND MAN ADJ, SLV | 1547 | 1237.6
MFC6000B | 4' - 6' MFP MOBILE CART | 985 | 788
MFCUB | 4' - 6' MFP MOBILE CART | 1090 | 872
MFCUB700 | MFCUB + PAC700 | 2243 | 1794.4
MFCUS | 4' - 6' MFP MOBILE CART | 1090 | 872
MFCUS700 | MFCUS + PAC700 | 2243 | 1794.4
MFD1U | FUSION DYNA HGHT ADJ FLOOR TO WALL-MED | 3597 | 2877.6
MFM6000B | 3' - 4' MOBILE CART, 15 - 45 DEGREE TILT | 826 | 660.8
MFM6000S | 3' - 4' MOBILE CART, 15 - 45 DEGREE TILT | 826 | 660.8
MFMUB | 3' - 4' MOBILE CART, 15 - 45 DEGREE TILT | 942 | 753.6
MFMUS | 3' - 4' MOBILE CART, 15 - 45 DEGREE TILT | 942 | 753.6
MFQ6000B | 2' MFP MOBILE CART | 783 | 626.4
MFQ6000S | 2' MFP MOBILE CART | 783 | 626.4
MFQUB | 2' MFP MOBILE CART | 900 | 720
MFQUS | 2' MFP MOBILE CART | 900 | 720
MIWRF6000B | MEDIUM IN-WALL MOUNT | 928 | 742.4
MIWRFUB | MEDIUM IN-WALL MOUNT W/UNIVERSAL | 947 | 757.6
MIWRFVB | MEDIUM IN-WALL MOUNT W/VESA BRKT | 1003 | 802.4
MPAUB | MEDIUM FUSION CART MANUAL ADJUST, BLK | 1405 | 1124
MPAUBSP | FUSION STRETCH DISPLAY CART, PORTRAIT | 1617 | 1293.6
MPAUS | MEDIUM FUSION CART MANUAL ADJUST, SLV | 1405 | 1124
MPD1U | FUSION DYNAMIC HEIGHT ADJUST CART - MED | 3729 | 2983.2
MPT6000B | HOSPITALITY SWING ARM TILT MOUNT | 395 | 316
MPTUB | HOSPITALITY SWING ARM TILT MOUNT | 541 | 432.8
MPTVB | HOSPITALITY SWING ARM TILT MOUNT | 499 | 399.2
MPW6000B | MEDIUM FLAT PANEL SWING ARM | 353 | 282.4
MPWUB | UNIVERSAL SWING ARM, BLACK | 499 | 399.2
MPWVB | MEDIUM FLAT PANEL SWING ARM - VESA | 454 | 363.2
MSA1U | Fixed Wall Mount, Medium | 134 | 107.2
MSB6040 | INTERFACE BRKT, 200 x 100 M6 | 137 | 109.6
MSB6044 | MID SIZE BRACKET 200 X 100 | 137 | 109.6
MSB6045 | MID SIZE BRACKET 400 X 200 | 137 | 109.6
MSB6136 | MID SIZE BRACKET SAMSUNG | 137 | 109.6
MSB6200 | INTERFACE BRACKET, SONY 200 X 200 LOW | 137 | 109.6
MSB6241 | 200 X 200 M6 INTERFACE | 26.5 | 21.2
MSB6243 | 200 x 200 M8 INTERFACE | 26.5 | 21.2
MSB6301 | MID SIZE BRACKET 100 X 100 | 137 | 109.6
MSB6306 | MID SIZE BRACKET 400 X 400 M8 | 137 | 109.6
MSB6364 | INTERFACE, SHARP 64 SERIES | 137 | 109.6
MSB6394 | 200 X 200 M4 INTERFACE | 26.5 | 21.2
MSB6398 | MID SIZE CHANNEL BRACKET | 137 | 109.6
MSB6399 | 200 x 100 M4 MULTIPLE OFFSET; DEEP | 137 | 109.6
MSB6442 | INTERFACE 400 X 200 M8 | 137 | 109.6
MSB6534 | MID SIZE BRACKET 600 X 400 M8 | 137 | 109.6
MSBUB | UNIVERSAL MSB - BLACK | 168 | 134.4
MSBUS | UNIVERSAL MSB - SILVER | 168 | 134.4
MSBVB | UNIVERSAL VESA BRACKET | 137 | 109.6
MSBVS | UNIVERSAL VESA BRACKET | 137 | 109.6
MSD1U | FUSION DYNAMIC HEIGHT ADJUST WALL - MED | 1765 | 1412
MSM1U | Micro-Adjust Fixed Wall Mount, Medium | 204 | 163.2
MSR6000 | MID SIZE FIXED WALL MOUNT | 107 | 85.6
MSS6000B | MSS SERIES MOUNT | 469 | 375.2
MSSUB | MSS SERIES UNIVERSAL | 641 | 512.8
MSSVB | TABLE STAND UNIVERSAL | 613 | 490.4
MSTU | MEDIUM FIXED THINSTALL UNIVERSAL | 180 | 144
MTA1U | Tilt Wall Mount, Medium | 176 | 140.8
MTM1U | Micro-Adjust Tilt Wall Mount, Medium | 245 | 196
MTMP1U | Micro-Adjust Tilt Port Wall Mount, Med | 219 | 175.2
MTMS1U | FUSION, 400 mm, TILT, SINGLE STUD MOUNT | 234 | 187.2
MTSAVB | TABLE STAND SWIVEL, BLACK | 281 | 224.8
MTSAVS | 21.50TABLE STAND SWIVEL, SILVER | 281 | 224.8
MTTU | MEDIUM TILT THINSTALL UNIVERSAL | 210 | 168
MWC6000 | PITCH CPU WALL MOUNT | 180 | 144
MWCU | PITCH CPU WALL MOUNT | 326 | 260.8
MWCV | PITCH CPU WALL MOUNT | 281 | 224.8
MWR6000B | MID SIZED SWING ARM NO INTERFACE | 511 | 408.8
MWRIW6000B | MWR IN-WALL | 541 | 432.8
MWRIWUB | MWRIWB WITH MSBUB | 685 | 548
MWRSKUB | MWR W/STEEL STUD BRKT, BLACK | 857 | 685.6
MWRUB | MID SIZE SWING ARM | 685 | 548
MWRUB-G | MFP SWING ARM UNIVERSAL, TAA | 751 | 600.8
MWRVB | MID SIZED SWING ARM W/ VESA | 641 | 512.8
NAV1 | NAVITAR LENS SUPPORT | 143 | 114.4
NAV2 | NAVITAR FRONT LENS SUPPORT | 211 | 168.8
OB1U | TOUCH PANEL INTERACTIVE WB MOUNT | 449 | 359.2
OD34 | 3-4FT PROJ1 DISCOUNT BUNDLE | 2885 | 2308
OD45 | 4-5FT PROJ1 DISCOUNT BUNDLE | 2964 | 2371.2
ODA330B | ODA CONCRETE CEILING PLATE | 652 | 521.6
ODAC0203B | ODA COLUMN, 2-3FT | 234 | 187.2
ODAC0304B | ODA COLUMN, 3-4FT | 258 | 206.4
ODAC0405B | ODA COLUMN, 4-5FT | 337 | 269.6
ODAC0506B | ODA COLUMN, 5-6FT | 389 | 311.2
ODAC0708B | ODA PEDESTAL COLUMN, 7-8FT | 520 | 416
ODAPCVRB | ODA PEDESTAL FLOOR COVER | 389 | 311.2
ODMLA25 | ODM LFP UNIV SWING ARM MOUNT | 784 | 627.2
ODMLT | OUTDOOR LFP TILTING WALL MOUNT | 323 | 258.4
OFB137 | TOOL TILE, ETHOSPACE HERMAN | 47.5 | 38
OFB140 | STEEL CAE TOOL TILE ASSEM. | 47.5 | 38
OFB207 | WALL TRACK OFB | 47.5 | 38
OFB215S | STEELCASE FRAMEONE K1C&K2C ADAPTER | 64 | 51.2
OFBLUB | SFP LIGHT DUTY SLAT WALL ADAPTER | 52 | 41.6
OFBLUS | SFP LIGHT DUTY SLAT WALL ADAPTER | 52 | 41.6
OFBUB | UNIVERSAL SLAT WALL ADAPTER | 64 | 51.2
OFBUS | UNIVERSAL SLAT WALL ADAPTER | 64 | 51.2
OLCB1U | ODM LFP CEILING B2B MOUNT | 1834 | 1467.2
OLCB2X1U | ODM LFP CEILING 2X1 B2B MOUNT | 4726 | 3780.8
OLCM1U | ODM LFP CEILING SINGLE MOUNT | 1766 | 1412.8
OLCM2X1U | ODM LFP CEILING 2X1 MOUNT | 3935 | 3148
OLF49BP-LG | OUTDOOR PORTRAIT KIOSK, LG 49XE4 BLACK | 7999 | 6399.2
OLF55BP-LG | OUTDOOR PORTRAIT KIOSK, LG 55XE4, BLACK | 7999 | 6399.2
OLF55BP-S | OUTDOOR PORTRAIT KIOSK, SAM OH55F BLACK | 7999 | 6399.2
OMNDBF55 | Samsung 55OMD Bolt-Down Stand | 1358 | 1086.4
OMNDC55 | Samsung 55OMD Ceiling | 1324 | 1059.2
OXCB1U | ODM XFP CEILING B2B MOUNT | 4068 | 3254.4
OXCM1U | ODM XLFP CEILING SINGLE MOUNT | 2754 | 2203.2
PAC101B | WALL MOUNT SHELF ACCESSORY - BLACK | 99 | 79.2
PAC102B | POLE MOUNT SHELF ACCESSORY - BLACK | 124 | 99.2
PAC103 | SHELF ACCESSORY SAFETY STRAP | 28.5 | 22.8
PAC115 | TOGGLER ACCESSORY 1/4-20 | 29.5 | 23.6
PAC116 | STEEL STUD/DRYWALL ANCHOR KIT - 8PC | 44.5 | 35.6
PAC117 | STEEL STUD DRYWALL ANCHOR KIT 28 PC | 113 | 90.4
PAC124B | LFP 24" STUD KIT | 210 | 168
PAC136B | 40CLICK LOCK FLAG ACCESSORY | 28.5 | 22.8
PAC138 | SECURITY PADLOCK | 41.5 | 33.2
PAC200 | PPC TO PPD ADAPTER | 900 | 720
PAC230B | BACK COVER FOR PSBUB | 168 | 134.4
PAC251 | UNIVERSAL CPU ADAPTER | 339 | 271.2
PAC252 | LARGE CPU ACCESSORY | 380 | 304
PAC253 | CPU ACCESSORY | 298 | 238.4
PAC260D | DMP DISPLAY MOUNT | 57 | 45.6
PAC260P | DMP POLE MOUNT | 94 | 75.2
PAC260W | DMP WALL MOUNT | 120 | 96
PAC261D | DMP DISPLAY MOUNT WITH POWERBRICK ADPTR | 85 | 68
PAC261P | DMP POLE MOUNT WITH POWERBRICK ADPTR | 124 | 99.2
PAC261W | DMP WALL MOUNT WITH POWERBRICK ADPTR | 151 | 120.8
PAC390 | CUBE WALL ADAPTER | 281 | 224.8
PAC392B | SLAT WALL ADAPTER FOR STATIC/TILT MOUNT | 151 | 120.8
PAC393B | FIT MOUNT SLAT WALL ACCESSORY | 124 | 99.2
PAC400 | ROTATION ACCESSORY | 351 | 280.8
PAC501B | LFP IN WALL | 351 | 280.8
PAC525 | WALL ENC,16X9,MTI-D,PRE INST,CVR | 87 | 69.6
PAC525CVR-KIT | PAC525 COVER KIT | 26.5 | 21.2
PAC525CVRW-KIT | PAC525 COVER KIT - WHITE | 26.5 | 21.2
PAC525F | WALL ENC,16X9,MTI-D,PRE/PST INST | 128 | 102.4
PAC525F-G | WALLENC,16X9,MTI-D,PRE/PST INST,TAA | 194 | 155.2
PAC525F-KIT | PAC525 FLANGE KIT | 40 | 32
PAC525FBP2 | IN-WALL SMALL BLK - W/ SURGEX 1 OUTLET | 383 | 306.4
PAC525FC | WALL ENC,16X9,MTI-D,PRE/PST INST,CVR | 153 | 122.4
PAC525FCW | WALL ENC,16X9,MTI-D,PRE/PST INST,CVR-WHT | 153 | 122.4
PAC525FW | WALL ENC,16X9,MTI-D,PRE/PST INST-WHITE | 128 | 102.4
PAC525FW-KIT | PAC525 FLANGE KIT - WHITE | 40 | 32
PAC525FWP2 | IN-WALL SMALL WHT - W/ SURGEX 1 OUTLET | 383 | 306.4
PAC525P2-KIT | PAC525 - 2 PLUG IN-WALL RETRO POWER KIT | 255 | 204
PAC526 | WALL ENC,16X16,MTI-D,PRE INST | 128 | 102.4
PAC526CVR-KIT | PAC526 COVER KIT | 40 | 32
PAC526CVRW-KIT | PAC526 COVER KIT - WHITE | 40 | 32
PAC526F | WALL ENC,16X16,MTI-D,PRE/PST INST | 179 | 143.2
PAC526F-G | WALLENC,16X16,MTI-D,PRE/PST INST,TAA | 299 | 239.2
PAC526F-KIT | PAC526 FLANGE KIT | 52 | 41.6
PAC526FBP2 | IN-WALL LARGE BLK - W/ SURGEX 1 OUTLET | 436 | 348.8
PAC526FBP4 | IN-WALL LARGE BLK - W/ SURGEX 2 OUTLETS | 693 | 554.4
PAC526FBP6 | IN-WALL LARGE BLK - W/ SURGEX 3 OUTLETS | 951 | 760.8
PAC526FC | WALL ENC,16X16,MTI-D,PRE/PST INST,CVR | 221 | 176.8
PAC526FCW | WALL ENC,16X16,MTI-D,PRE/PST INST,CVR-W | 221 | 176.8
PAC526FW | WALL ENC,16X16,MTI-D,PRE/PST INST-WHITE | 179 | 143.2
PAC526FW-KIT | PAC526 FLANGE KIT - WHITE | 52 | 41.6
PAC526FWP2 | IN-WALL LARGE WHT - W/ SURGEX 1 OUTLET | 436 | 348.8
PAC526FWP4 | IN-WALL LARGE WHT - W/ SURGEX 2 OUTLETS | 693 | 554.4
PAC526FWP6 | IN-WALL LARGE WHT - W/ SURGEX 3 OUTLETS | 951 | 760.8
PAC526P2-KIT | PAC526 - 2 PLUG IN-WALL RETRO POWER KIT | 255 | 204
PAC526P4-KIT | PAC526 - 4 PLUG IN-WALL RETRO POWER KIT | 511 | 408.8
PAC526P6-KIT | PAC526 - 6 PLUG IN-WALL RETRO POWER KIT | 769 | 615.2
PAC527CVR-KIT | LG INWALL BOX COVER KIT | 87 | 69.6
PAC527CVRW-KIT | LG INWALL BOX COVER KIT WHITE | 87 | 69.6
PAC527F-KIT | LG INWALL BOX FLANGE KIT | 110 | 88
PAC527FW-KIT | LG INWALL BOX FLANGE KIT WHITE | 110 | 88
PAC527L | LG INWALL BOX 14.25X22 LL | 330 | 264
PAC527LF | LG INWALL BOX 14.25X22 LL,FLG,BK | 412 | 329.6
PAC527LFBP4 | LG INWALL BOX 14.25X22 LL,FLG,4PWR,BK | 1218 | 974.4
PAC527LFBP6 | LG INWALL BOX 14.25X22 LL,FLG,6PWR,BK | 1315 | 1052
PAC527LFC | LG INWALL BOX 14.25X22 LL,FLG,CVR,BK | 473 | 378.4
PAC527LFCW | LG INWALL BOX 14.25X22 LL,FLG,CVR,WT | 473 | 378.4
PAC527LFW | LG INWALL BOX 14.25X22 LL,FLG,WT | 412 | 329.6
PAC527LFWP4 | LG INWALL BOX 14.25X22 LL,FLG,4PWR,WT | 1218 | 974.4
PAC527LFWP6 | LG INWALL BOX 14.25X22 LL,FLG,6PWR,WT | 1315 | 1052
PAC527P4-KIT | PAC527 - 4 PLUG IN-WALL RETRO POWER KIT | 502 | 401.6
PAC527P6-KIT | PAC527 - 6 PLUG IN-WALL RETRO POWER KIT | 754 | 603.2
PAC60 | 60MM HARDWARE KIT | 13.5 | 10.8
PAC700 | CART TRAVEL CASE ACCESSORY | 1331 | 1064.8
PAC710 | CART & STAND SHELF | 162 | 129.6
PAC710-G | CART & STAND SHELF, TAA | 235 | 188
PAC715 | Video Conferencing Camera Shelf | 168 | 134.4
PAC715-G | VIDEO CONFERENCING CAMERA SHELF, TAA | 177 | 141.6
PAC716 | VC CAMERA SHELF | 196 | 156.8
PAC720 | LFP CART & STAND CLAMP HEAD ACC. | 234 | 187.2
PAC722 | PAC722 DUAL SIDE BY SIDE ACCESSORY | 669 | 535.2
PAC730A | PAC730A SMALL SECURE STORAGE SHELF | 298 | 238.4
PAC730B | PAC730B SMALL SECURE STORAGE SHELF | 298 | 238.4
PAC730C | PAC730C SMALL SECURE STORAGE SHELF | 298 | 238.4
PAC735A | PAC735A SECURE STORAGE SHELF ACCESSORY | 599 | 479.2
PAC735B | PAC735B SECURE STORAGE SHELF ACCESSORY | 599 | 479.2
PAC735C | PAC735C SECURE STORAGE SHELF ACCESSORY | 599 | 479.2
PAC770 | HEAVY DUTY CASTERS (4) | 168 | 134.4
PAC775 | PAC775 OUTDOOR CASTERS | 162 | 129.6
PAC790 | SWIVEL ACCESSORY | 234 | 187.2
PAC800E | VADDIO IntelliSHOT PAC MOUNT L DISPLAY | 133 | 106.4
PAC800HS | HUDDLESHOT MOUNT, Q-LATCH, L DISPLAY | 476 | 380.8
PAC800K | ConferenceSHOT ePTZ PAC MOUNT L DISPLAY | 127 | 101.6
PAC810 | VC CAMERA SHELF, 9", XL DISPLAY | 208 | 166.4
PAC810E | VADDIO IntelliSHOT PAC MOUNT XL DISPLAY | 145 | 116
PAC810HS | HUDDLESHOT MOUNT, Q-LATCH, XL DISPLAY | 499 | 399.2
PAC810K | ConferenceSHOT ePTZ MOUNT XL DISPLAY | 137 | 109.6
PAC811 | VC CAMERA SHELF, 14", XL DISPLAY | 220 | 176
PAC870 | SHELF, LARGE ELEC HEIGHT-ADJ | 178 | 142.4
PAC900 | STAND STORAGE CASE | 784 | 627.2
PAC910 | PRSU ACCESSORY SHELF | 193 | 154.4
PACBLU | ELECTRIC HEIGHT ADJUST BLUETOOTH DONGLE | 102 | 81.6
PACCC1 | CENTER CHANNEL ACCESORY | 168 | 134.4
PACCC2 | CENTER CHANNEL SPEAKER ACCESSORY | 287 | 229.6
PACCS1 | SHELF Q-LATCH LARGE AND MEDIUM | 162 | 129.6
PACFAN1 | ON-WALL UNIVERSAL KIOSK FAN KIT, 30CFM | 376 | 300.8
PACFCB | CABLE FLOOR TO CEILING B2B ACCESSORY | 319 | 255.2
PACFCL | CABLE FLOOR TO CEILING LATERAL SHIFT ACY | 300 | 240
PACGB1 | METAL SINGLE GANG BOX | 12.5 | 10
PACHFK1 | PAC-501 HEADER FOOTER KIT | 151 | 120.8
PACHFK2 | HEADER/FOOTER KIT FOR PAC IN-WALL BOX | 151 | 120.8
PACL1 | SM LL BACKPLANE FOR 16X9 PAC INWALL BOX | 52 | 41.6
PACL2 | LG LL BACKPLANE FOR LG PAC INWALL BOX | 79 | 63.2
PACLFB | Freestanding Base 40"-55", Black | 754 | 603.2
PACLFB-B2B | Freestanding Base 40"-55", Black B2B | 880 | 704
PACLFW | Freestanding Base 40"-55", White | 754 | 603.2
PACLFW-B2B | Freestanding Base 40"-55", White B2B | 880 | 704
PACLK1 | CABLE PADLOCK KIT | 26.5 | 21.2
PACLR1 | SPEAKER ACCESORY LEFT / RIGHT | 236 | 188.8
PACLR2 | LEFT RIGHT SPEAKER ACCESSORY LARGE | 421 | 336.8
PACREM | ELECTRIC HEIGHT ADJUST REMOTE KIT | 220 | 176
PACSBM | UNIVERSAL SOUNDBAR MOUNT | 75 | 60
PACTP1 | PFC/PF1 STABILIZER ACCESSORY | 110 | 88
PAN1 | PANAMORPH LENS SUPPORT | 143 | 114.4
PAN2 | PANAMORPH LENS SUPPORT | 145 | 116
PAS100 | PRESENTERS CART ACRYLIC SHELF | 421 | 336.8
PCM2000B | HANGING HORIZONTAL ASSY PCM | 445 | 356
PCS2000B | PLASMA CEILING MOUNT | 275 | 220
PDR2000B | LARGE DUAL ARM W/O INTERFACE | 972 | 777.6
PDRUB | LARGE DUAL ARM W/ UNIVERSAL | 1118 | 894.4
PF12000B | 4' - 7' LFP FLOOR STAND | 1059 | 847.2
PF12000S | 4' - 7' LFP FLOOR STAND | 1059 | 847.2
PF1UB | 4' - 7' LFP FLOOR STAND | 1192 | 953.6
PF1US | 4' - 7' LFP FLOOR STAND | 1192 | 953.6
PF22000B | 4' - 7' DUAL DISPLAY FLOOR STAND | 1279 | 1023.2
PF22000S | 4' - 7' DUAL DISPLAY FLOOR STAND | 1279 | 1023.2
PF2UB | 4' - 7' DUAL DISPLAY FLOOR STAND | 1484 | 1187.2
PFB1UB | 4-7' LFP BOLT-DOWN FLOOR STAND | 1066 | 852.8
PFB2UB | 4-7' LFP DUAL BOLT-DOWN FLOOR STAND | 1324 | 1059.2
PFC2000B | 4' - 6' LFP MOBILE CART | 1059 | 847.2
PFC2000S | 4' - 6' LFP MOBILE CART | 1059 | 847.2
PFCUB | 4' - 6' LFP MOBILE CART | 1192 | 953.6
PFCUB-G | 4' - 6' LFP MOBILE CART, BLACK, TAA | 1596 | 1276.8
PFCUB700 | PFCUB + PAC700 | 2391 | 1912.8
PFCUS | 4' - 6' LFP MOBILE CART | 1192 | 953.6
PFCUS700 | PFCUS + PAC700 | 2391 | 1912.8
PFM2000B | 3' - 4' MOBILE CART, 15 - 45 DEGREE TILT | 915 | 732
PFM2000S | 3' - 4' MOBILE CART, 15 - 45 DEGREE TILT | 915 | 732
PFMUB | 3' - 4' MOBILE CART, 15 -45 DEGREE TILT | 1046 | 836.8
PFMUS | 3' - 4' MOBILE CART, 15 - 45 DEGREE TILT | 1046 | 836.8
PFQ2000B | 2' LFP MOBILE CART | 869 | 695.2
PFQ2000S | 2' LFP MOBILE CART | 869 | 695.2
PFQUB | 2' LFP MOBILE CART | 1003 | 802.4
PFQUS | 2' LFP MOBILE CART | 1003 | 802.4
PG1A | PROJECTOR GUARD | 553 | 442.4
PG1AW | PROJECT GUARD WHITE | 553 | 442.4
PG2A | PROJECTOR GUARD | 484 | 387.2
PG2AW | PROJECTOR GUARD WHITE | 484 | 387.2
PG3A | PG-3A X-LARGE PROJECTOR GUARD RPA/RPMA | 832 | 665.6
PG3AW | PG3AW X-LARGE PROJTOR GUARD RPA/RPM WHT | 832 | 665.6
PG4A | XXL PROJECTOR CAGE | 1558 | 1246.4
PG4AW | XXL PROJECTOR CAGE | 1558 | 1246.4
PIWRF2000B | LARGE IN-WALL MOUNT | 1021 | 816.8
PIWRFUB | LARGE IN-WALL MOUNT W/ UNIVERSAL | 1098 | 878.4
PL1A | PROJ LOCK BOX W/ KEY C346A | 204 | 163.2
PL1B | PROJ LOCK BOX W/ KEY C390A | 204 | 163.2
PL1C | PROJ LOCK BOX W/ KEY C413A | 204 | 163.2
PL2A | PROJECTOR LOCK A | 107 | 85.6
PL2B | PROJECTOR LOCK B | 107 | 85.6
PL2C | PROJECTOR LOCK C | 107 | 85.6
PL4 | PROJECTOR LOCK | 120 | 96
PMSC | SEC CABLE, RPAX1 SERIES, RPMX1 SERIES | 52 | 41.6
PNR2000B | LFP FOUR ARM DUAL STUD MOUNT | 829 | 663.2
PNRIW2000B | PNR IN-WALL | 829 | 663.2
PNRIWUB | PNRIW WITH PSBUB | 972 | 777.6
PNRUB | LFP FOUR ARM DUAL UNIVERSAL | 972 | 777.6
PNRUB-G | LFP FOUR ARM DUAL UNIVERSAL, TAA | 1066 | 852.8
PPC2000 | PPC CART WITH 14" KNOB PATTERN | 1688 | 1350.4
PPCKU | PPC + PSBUB & 2 PAS100 ACCY SHELVES | 2605 | 2084
PPCU | PPC + PSBUB | 1815 | 1452
PPD2000 | DUAL PPC W/2 X 14" PATTERN | 2466 | 1972.8
PRSU | PORTABLE FLAT PANEL STAND | 1861 | 1488.8
PSB2029 | INTERFACE BRKT, 400 X 400 M6 | 195 | 156
PSB2031 | PLASMA BRACKET | 195 | 156
PSB2033 | 400x400 M6, CLEARANCE FOR SUBWOOFER | 195 | 156
PSB2043 | PLASMA SUPPORT NEC 61MP1 | 195 | 156
PSB2045 | PLASMA SUPPORT BRACKET NEC 40" | 195 | 156
PSB2054 | PLASMA BRKT PANASONIC 32" LCD | 195 | 156
PSB2057 | PLASMA BRKT PANASONIC 26" | 195 | 156
PSB2058 | PLASMA BRKT PANASONIC | 195 | 156
PSB2059 | PLASMA BRKT PANASONIC | 195 | 156
PSB2061 | PLASMA SUPPORT PHILLIPS | 195 | 156
PSB2071 | PLASMA SPPT BRKT PHOTONICS | 195 | 156
PSB2087 | 14" Sq Adaptor 70" Cisco Spark Board | 573 | 458.4
PSB2088 | 14" SQ ADAPTOR 55" CISCO SPARK BOARD | 455 | 364
PSB2090 | PLASMA SUPPORT BRACKET SONY 42 | 195 | 156
PSB2104 | 900X600MM M8 NO OFFSET, QLATCH | 300 | 240
PSB2136 | PLASMA SUPPORT BRKT SAMSUNG | 195 | 156
PSB2154 | PLASMA SUPPORT BRKT ZENITH 30" | 195 | 156
PSB2241 | PLASMA SUPPORT BRKT SHARP 37" | 195 | 156
PSB2243 | PLASMA BRKT MIS, F, 200, 200 | 195 | 156
PSB2244 | PLASMA BRKTSHARP | 195 | 156
PSB2264 | INTERFACE BRACKET, SHARP 65" | 195 | 156
PSB2301 | 100x100 VESA INTERFACE | 195 | 156
PSB2306 | INTERFACE BRKT, 400 X 400 M8 | 195 | 156
PSB2364 | PSB, SHARP 64U SERIES | 195 | 156
PSB2409 | 300X300 LOW PROFILE INTERFACE | 195 | 156
PSB2430 | PSB2430 - 400 X 300 M8 INTERFACE | 195 | 156
PSB2460 | 500 X 300 M8 CUSTOM INTERFACE | 195 | 156
PSB2534 | STATIC Q-LATCH SAMSUNG | 195 | 156
PSB2536 | PLASMA BRKT SAMSUNG | 195 | 156
PSB2541 | PLASMA BRKT DELL | 195 | 156
PSB2642 | 600 X 440 M10 | 195 | 156
PSB2643 | 684 X 300 M8 INTERFACE; OFFSET | 195 | 156
PSB2644 | PSB BRKT,LOW,400X300,300X300,M6 | 195 | 156
PSBUB | UNIVERSAL PSB BLACK | 195 | 156
PSMA800 | PSMH ABOVE/BELOW CAMERA SHELF | 197 | 157.6
PSMH2079 | EXTRA LARGE, STATIC WALL MOUNT | 1178 | 942.4
PSMH2482 | HEAVY DUTY STATIC MOUNT, 1400 X 800 M8 | 1434 | 1147.2
PSMH2485 | STATIC MOUNT, 103" PLASMA | 2872 | 2297.6
PSMH2682 | HEAVY DUTY STATIC MOUNT, 1200 X 800 M8 | 2009 | 1607.2
PSMH2685 | 888 X 1230 M16 | 1002 | 801.6
PSMH2744 | HEAVY DUTY MOUNT, 800 X 400, 1/4-20 | 1002 | 801.6
PSMH2840 | HEAVY DUTY MOUNT 800 X 400, M8 | 1002 | 801.6
PSMH2841 | STATIC MOUNT,NEC 70 INCH,400X400 | 281 | 224.8
PSMH2860 | Static Stretch Display Wall Mount | 389 | 311.2
PSMO2168 | OD MOUNT FOR SAMSUNG OH55F | 1141 | 912.8
PSMO2168SC | PORTRAIT SIDE COVERS FOR PSMO2168 | 281 | 224.8
PSMO2169 | OD MOUNT FOR 46" | 1141 | 912.8
PSS2000B | PLASMA TABLE STAND BLACK | 569 | 455.2
PSSUB | PLASMA STAND BLK UNIVERSAL | 711 | 568.8
PST2000B | PST SERIES MOUNT BLACK | 134 | 107.2
PTS2000B | PLASMA TABLE STAND ASSY | 499 | 399.2
PTSU | UNIVERSAL TABLE STAND | 641 | 512.8
PWC2000 | PWC2000 GENERAL MOUNT | 281 | 224.8
PWCU | PWC UNIVERSAL | 426 | 340.8
PWR2000B | SINGLE ARM DUAL ST. MT. | 541 | 432.8
PWRIW2000B | PWR IN-WALL | 569 | 455.2
PWRIWUB | PWRIWB WITH PSBUB | 711 | 568.8
PWRSKUB | PWR W/STEEL STUD BRKT, BLACK | 900 | 720
PWRUB | SINGLE ARM DUAL ST.UNIVERSAL | 711 | 568.8
RC10 | RF REMOTE CONTROL | 180 | 144
RLC1 | CEILING MOUNT, LARGE, FIT MOUNT, BLACK | 431 | 344.8
RLF2 | LARGE UNIVERSAL FIXED MOUNT | 137 | 109.6
RLF3 | LARGE UNIVERSAL FIXED MOUNT | 172 | 137.6
RLT2 | LARGE UNIVERSAL TILT MOUNT | 180 | 144
RLT2-G | LARGE UNIVERSAL TILT MOUNT, TAA | 210 | 168
RLT3 | LARGE UNIVERSAL TILT MOUNT | 190 | 152
RLXT3 | LARGE UNIVERSAL, EXTENDING, TILT MOUNT | 243 | 194.4
RMB400 | FIT MENU-BOARD INTERFACE, 400 mm | 135 | 108
RMB4X1 | Bundled RMB400 for 4X1 | 590 | 472
RMBCAPS | UNISTRUT ENDCAPS KIT | 72 | 57.6
RMC1 | CEILING MOUNT, MEDIUM, FIT MOUNT, BLACK | 312 | 249.6
RMF2 | MEDIUM UNIVERSAL FIXED MOUNT | 110 | 88
RMF3 | MEDIUM UNIVERSAL FIXED MOUNT | 119 | 95.2
RMT2 | MEDIUM UNIVERSAL TILT MOUNT | 137 | 109.6
RMT3 | MEDIUM UNIVERSAL TILT MOUNT | 147 | 117.6
RPA000 | RPA, NO INTERFACE, BLK | 202 | 161.6
RPA000S | RPA, NO INTERFACE, SLV | 202 | 161.6
RPA000W | RPA, NO INTERFACE, WHT | 202 | 161.6
RPA020 | RPA, CUSTOM, INCL SLB020, BLK | 269 | 215.2
RPA027 | RPA, CUSTOM, INCL SLB027, BLK | 269 | 215.2
RPA093 | RPA, CUSTOM, INCL SLB093, BLK | 269 | 215.2
RPA168 | EPSON, POWERLITE | 269 | 215.2
RPA201 | RPA201 KIT | 269 | 215.2
RPA203 | RPA203 KIT | 269 | 215.2
RPA221 | RPA221 KIT | 269 | 215.2
RPA266 | RPA, CUSTOM, INCL SLB266, BLK | 269 | 215.2
RPA281 | RPA281, INCL SLB281, BLK | 269 | 215.2
RPA284 | RPA, INCL SLB284, BLK | 269 | 215.2
RPA285 | RPA, INCL SLB285, BLK | 269 | 215.2
RPA298 | RPA, INCL SLB298, BLK | 269 | 215.2
RPA302 | RPA302, INCL SLB302, BLK | 269 | 215.2
RPA304 | RPA304, INCL SLB304, BLK | 269 | 215.2
RPA313 | RPA313, INCL SLB, BLK | 269 | 215.2
RPA317 | RPA317, INCL SLB, BLK | 269 | 215.2
RPA318 | RPA318, INCL SLB, BLK | 269 | 215.2
RPA324 | RPA324, INCL SLB, BLK | 269 | 215.2
RPA343 | RPA343, INCL SLB343, BLK | 269 | 215.2
RPA345 | RPA345, INCL SLB345, BLK | 269 | 215.2
RPA346 | RPA346, INCL SLB346, BLK | 269 | 215.2
RPA349 | RPA349, INCL SLB349, BLK | 269 | 215.2
RPA351 | RPA351, INCL SLB351, BLK | 269 | 215.2
RPA352 | RPA352, INCL SLB352, BLK | 269 | 215.2
RPA357 | RPA357, INCL SLB357, BLK | 269 | 215.2
RPA361 | RPA361, INCL SLB361, BLK | 269 | 215.2
RPA364 | RPA, INCL SLB364, BLK | 269 | 215.2
RPA366 | RPA366, INCL SLB366, BL | 260 | 208
RPA6500 | PANASONIC PT-L6500U, PT-L6600U | 269 | 215.2
RPAA1 | SEC PROJ MNT, KEY OPTION A | 322 | 257.6
RPAA1W | SEC PFOJ MNT, KEY OPTION A, WHITE | 322 | 257.6
RPAB1 | SEC PROJ MNT, KEY OPTION B | 299 | 239.2
RPAB1W | SEC PROJ MNT, KEY OPTION B, WHITE | 299 | 239.2
RPAC1 | SEC PROJ MNT, KEY OPTION C | 299 | 239.2
RPAC1W | SEC PROJ MNT, KEY OPTION C, WHITE | 299 | 239.2
RPAO | PROJECTOR MOUNT, UNIV (1ST GEN) RPA | 269 | 215.2
RPAO-G | UNIVERSAL RPA, TAA | 298 | 238.4
RPAOW | PROJECTOR MOUNT, UNIV (1ST GEN) RPA WHT | 269 | 215.2
RPAU | UNIVERSAL RPA | 269 | 215.2
RPAUS | UNIVERSAL RPA SILVER | 269 | 215.2
RPAUW | UNIVERSAL RPA WHITE | 269 | 215.2
RPMA-KEY | KEY 701 & LOCK REPLACE/ RPM SERIES | 26.5 | 21.2
RPMA000 | RPA ELITE, KEY A, NO INTERFACE, BLK | 253 | 202.4
RPMA000S | RPA ELITE, KEY A, NO INTERFACE, SLV | 253 | 202.4
RPMA000W | RPA ELITE, KEY A, NO INTERFACE, WHT | 253 | 202.4
RPMA020 | SONY VPL-PX20, PX30, X600U, | 324 | 259.2
RPMA027 | EPSON EMP-S1 | 324 | 259.2
RPMA093 | EPSON ELP740 ELP745 | 324 | 259.2
RPMA1 | SEC RPA ELITE, KEY OPTION A | 381 | 304.8
RPMA168 | PSON, POWERLITE | 324 | 259.2
RPMA1W | SEC RPA ELITE, KEY OPTION A, WHITE | 352 | 281.6
RPMA201 | RPMA201 KIT | 324 | 259.2
RPMA203 | RPMA203 KIT | 324 | 259.2
RPMA221 | RPMA221 KIT | 324 | 259.2
RPMA266 | RPA ELITE, KEY A, INCL SLM266, BLK | 324 | 259.2
RPMA281 | RPA ELITE, KEY A, INCL SLM281, BLK | 324 | 259.2
RPMA284 | RPA ELITE, KEY A, INCL SLM284, BLK | 324 | 259.2
RPMA285 | RPA ELITE, KEY A, INCL SLM285, BLK | 324 | 259.2
RPMA298 | RPA ELITE, KEY A, INCL SLM298, BLK | 324 | 259.2
RPMA302 | RPA ELITE, KEY A, INCL SLM302, BLK | 324 | 259.2
RPMA304 | RPA ELITE, KEY A, INCL SLM304, BLK | 324 | 259.2
RPMA309W | RPA ELITE, KEY A, INCL SLM309, WHT | 324 | 259.2
RPMA313 | RPA ELITE, KEY A, INCL SLM313, BLK | 324 | 259.2
RPMA317 | RPA ELITE, KEY A, INCL SLM317, BLK | 324 | 259.2
RPMA318 | RPA ELITE, KEY A, INCL SLM318, BLK | 324 | 259.2
RPMA324 | RPA ELITE, KEY A, INCL SLM324, BLK | 324 | 259.2
RPMA343 | RPA ELITE, KEY A, INCL SLM343, BLK | 324 | 259.2
RPMA345 | RPA ELITE, KEY A, INCL SLM345, BLK | 324 | 259.2
RPMA346 | RPA ELITE, KEY A, INCL SLM346, BLK | 324 | 259.2
RPMA349 | RPA ELITE, KEY A, INCL SLM349, BLK | 324 | 259.2
RPMA351 | RPA ELITE, KEY A, INCL SLM351, BLK | 324 | 259.2
RPMA352 | RPA ELITE, KEY A, INCL SLM352, BLK | 324 | 259.2
RPMA357 | RPA ELITE, KEY A, INCL SLM357, BLK | 324 | 259.2
RPMA361 | RPA ELITE, KEY A, INCL SLM361, BLK | 324 | 259.2
RPMA364 | RPA ELITE, KEY A, INCL SLM364, BLK | 324 | 259.2
RPMA366 | RPA ELITE, KEY A, INCL SLM367, | 324 | 259.2
RPMA6500 | PANASONIC PT-L6500U, PT-L6600U | 324 | 259.2
RPMAU | UNIVERSAL RPMA | 324 | 259.2
RPMAUS | UNIVERSAL RPMA | 324 | 259.2
RPMAUW | UNIVERSAL RPMA | 324 | 259.2
RPMB-KEY | KEY 702 & LOCK REPLACE / RPM SERIES | 26.5 | 21.2
RPMB000 | RPA ELITE, KEY B, NO INTERFACE, BLK | 253 | 202.4
RPMB000S | RPA ELITE, KEY B, NO INTERFACE, SLV | 253 | 202.4
RPMB000W | RPA ELITE, KEY B, NO INTERFACE, WHT | 253 | 202.4
RPMB020 | SONY VPL-PX20, PX30, X600U, | 324 | 259.2
RPMB027 | EPSON EMP-S1 | 324 | 259.2
RPMB093 | EPSON ELP740 ELP745 | 324 | 259.2
RPMB1 | SEC RPA ELITE, KEY OPTION B | 352 | 281.6
RPMB168 | EPSON, POWERLITE | 324 | 259.2
RPMB1W | SEC RPA ELITE, KEY OPTION B, WHITE | 352 | 281.6
RPMB201 | RPMB201 KIT | 324 | 259.2
RPMB203 | RPMB203 KIT | 324 | 259.2
RPMB221 | RPMB221 KIT | 324 | 259.2
RPMB266 | RPA ELITE, KEY B, INCL SLM266, BLK | 324 | 259.2
RPMB281 | RPA ELITE, KEY B, INCL SLM281, BLK | 324 | 259.2
RPMB284 | RPA ELITE, KEY B, INCL SLM284, BLK | 324 | 259.2
RPMB285 | RPA ELITE, KEY B, INCL SLM285, BLK | 324 | 259.2
RPMB298 | RPA ELITE, KEY B, INCL SLM298, BLK | 324 | 259.2
RPMB302 | RPA ELITE, KEY B, INCL SLM302, BLK | 324 | 259.2
RPMB304 | RPA ELITE, KEY B, INCL SLM304, BLK | 324 | 259.2
RPMB313 | RPA ELITE, KEY B, INCL SLM313, BLK | 324 | 259.2
RPMB317 | RPA ELITE, KEY B, INCL SLM317, BLK | 324 | 259.2
RPMB318 | RPA ELITE, KEY B, INCL SLM318, BLK | 324 | 259.2
RPMB324 | RPA ELITE, KEY B, INCL SLM324, BLK | 324 | 259.2
RPMB343 | RPA ELITE, KEY B, INCL SLM343, BLK | 324 | 259.2
RPMB345 | RPA ELITE, KEY B, INCL SLM345, BLK | 324 | 259.2
RPMB346 | RPA ELITE, KEY B, INCL SLM346, BLK | 324 | 259.2
RPMB349 | RPA ELITE, KEY B, INCL SLM349, BLK | 324 | 259.2
RPMB351 | RPA ELITE, KEY B, INCL SLM351, BLK | 324 | 259.2
RPMB352 | RPA ELITE, KEY B, INCL SLM352, BLK | 324 | 259.2
RPMB357 | RPA ELITE, KEY B, INCL SLM357, BLK | 324 | 259.2
RPMB361 | RPA ELITE, KEY B, INCL SLM361, BLK | 324 | 259.2
RPMB364 | RPA ELITE, KEY B, INCL SLM364, BLK | 324 | 259.2
RPMB366 | RPA ELITE, KEY B, INCL SLM367, | 324 | 259.2
RPMB6500 | PANASONIC PT-L6500U, PT-L6600U | 324 | 259.2
RPMBO | PROJECTOR MOUNT, UNIV (1ST GEN) RPMB | 324 | 259.2
RPMBOW | PROJECTOR MOUNT, UNIV (1ST GEN) RPMB WHT | 324 | 259.2
RPMBU | UNIVERSAL RPMB | 324 | 259.2
RPMBUS | UNIVERSAL RPMB | 324 | 259.2
RPMBUW | UNIVERSAL RPMB | 324 | 259.2
RPMC-KEY | KEY 730 & LOCK REPLACE / RPM SERIES | 26.5 | 21.2
RPMC000 | RPA ELITE, KEY C, NO INTERFACE, BLK | 253 | 202.4
RPMC000S | RPA ELITE, KEY C, NO INTERFACE, SLV | 253 | 202.4
RPMC000W | RPA ELITE, KEY C, NO INTERFACE, WHT | 253 | 202.4
RPMC020 | SONY VPL-PX20, PX30, X600U, | 324 | 259.2
RPMC027 | EPSON EMP-S1 | 324 | 259.2
RPMC093 | EPSON ELP740 ELP745 | 324 | 259.2
RPMC1 | SEC RPA ELITE, KEY OPTION C | 352 | 281.6
RPMC168 | EPSON, POWERLITE | 324 | 259.2
RPMC1W | SEC RPA ELITE, KEY OPTION C, WHITE | 352 | 281.6
RPMC201 | RPMC201 KIT | 324 | 259.2
RPMC203 | RPMC203 KIT | 324 | 259.2
RPMC221 | RPMC221 KIT | 324 | 259.2
RPMC266 | RPA ELITE, KEY C, INCL SLM266, BLK | 324 | 259.2
RPMC281 | RPA ELITE, KEY C, INCL SLM281, BLK | 324 | 259.2
RPMC284 | RPA ELITE, KEY C, INCL SLM284, BLK | 324 | 259.2
RPMC285 | RPA ELITE, KEY C, INCL SLM285, BLK | 324 | 259.2
RPMC298 | RPA ELITE, KEY C, INCL SLM298, BLK | 324 | 259.2
RPMC302 | RPA ELITE, KEY C, INCL SLM302, BLK | 324 | 259.2
RPMC304 | RPA ELITE, KEY C, INCL SLM304, BLK | 324 | 259.2
RPMC313 | RPA ELITE, KEY C, INCL SLM313, BLK | 324 | 259.2
RPMC317 | RPA ELITE, KEY C, INCL SLM317, BLK | 324 | 259.2
RPMC318 | RPA ELITE, KEY C, INCL SLM318, BLK | 324 | 259.2
RPMC324 | RPA ELITE, KEY C, INCL SLM324, BLK | 324 | 259.2
RPMC343 | RPA ELITE, KEY C, INCL SLM343, BLK | 324 | 259.2
RPMC345 | RPA ELITE, KEY C, INCL SLM345, BLK | 324 | 259.2
RPMC346 | RPA ELITE, KEY C, INCL SLM346, BLK | 324 | 259.2
RPMC349 | RPA ELITE, KEY C, INCL SLM349, BLK | 324 | 259.2
RPMC351 | RPA ELITE, KEY C, INCL SLM351, BLK | 324 | 259.2
RPMC352 | RPA ELITE, KEY C, INCL SLM352, BLK | 324 | 259.2
RPMC357 | RPA ELITE, KEY C, INCL SLM357, BLK | 324 | 259.2
RPMC361 | RPA ELITE, KEY C, INCL SLM361, BLK | 324 | 259.2
RPMC364 | RPA ELITE, KEY C, INCL SLM364, BLK | 324 | 259.2
RPMC366 | RPA ELITE, KEY C, INCL SLM367, | 324 | 259.2
RPMC6500 | PANASONIC PT-L6500U, PT-L6600U | 324 | 259.2
RPMCOW | PROJECTOR MOUNT, UNIV (1ST GEN) RPMC WHT | 324 | 259.2
RPMCU | UNIVERSAL RPMC | 324 | 259.2
RPMCUS | UNIVERSAL RPMC, SILVER | 324 | 259.2
RPMCUW | UNIVERSAL RPMC | 324 | 259.2
RSA000 | MINI RPA, NO INTERFACE, BLK | 189 | 151.2
RSA000S | MINI RPA, NO INTERFACE, SLV | 189 | 151.2
RSA000W | MINI RPA, NO INTERFACE, WHT | 189 | 151.2
RSA020 | MINI RPA, CUSTOM, INCL SSB020, BLK | 244 | 195.2
RSA027 | MINI RPA, CUSTOM, INCL SSB027, BLK | 244 | 195.2
RSA093 | MINI RPA, CUSTOM, INCL SSB093, BLK | 244 | 195.2
RSA168 | MINI RPA, CUSTOM, INCL SSB168, BLK | 244 | 195.2
RSA201 | MINI RPA, CUSTOM, INCL SSB201, BLK | 244 | 195.2
RSA203 | MINI RPA, CUSTOM, INCL SSB203, BLK | 244 | 195.2
RSA221 | MINI RPA, CUSTOM, INCL SSB221, BLK | 244 | 195.2
RSA266 | RSA, CUSTOM, INCL SSB266, BLK | 244 | 195.2
RSA284 | A, INCL SSB284, BLK | 244 | 195.2
RSA285 | RSA, INCL SSB285, BLK | 244 | 195.2
RSA298 | RSA, INCL SSB298, BLK | 244 | 195.2
RSA302 | RSA302, INCL SSB302, BLK | 244 | 195.2
RSA313 | RSA313, INCL SLB, BLK | 244 | 195.2
RSA318 | RSA318, INCL SSB, BLK | 244 | 195.2
RSA343 | RSA343, INCL SSB343, BLK | 244 | 195.2
RSA345 | RSA345, INCL SSB345, BLK | 244 | 195.2
RSA349 | RSA349, INCL SSB349, BLK | 244 | 195.2
RSA352 | RSA352, INCL SSB352, BLK | 244 | 195.2
RSA357 | RSA357, INCL SSB357, BLK | 244 | 195.2
RSAU | MINI RPA, UNIVERSAL, BLK | 244 | 195.2
RSAUS | MINI RPA, UNIVERSAL, SLV | 244 | 195.2
RSAUW | MINI RPA, UNIVERSAL, WHT | 244 | 195.2
RSMA000 | MINI RPA ELITE, KEY A, NO INTERFACE, BLK | 207 | 165.6
RSMA000S | MINI RPA ELITE, KEY A, NO INTERFACE, SLV | 207 | 165.6
RSMA000W | MINI RPA ELITE, KEY A, NO INTERFACE, WHT | 207 | 165.6
RSMA020 | MINI RPA ELITE, KEY A, INCL SSM020, BLK | 281 | 224.8
RSMA027 | MINI RPA ELITE, KEY A, INCL SSM027, BLK | 281 | 224.8
RSMA093 | MINI RPA ELITE, KEY A, INCL SSM093, BLK | 281 | 224.8
RSMA168 | NI RPA ELITE, KEY A, INCL SSM168, BLK | 281 | 224.8
RSMA201 | MINI RPA ELITE, KEY A, INCL SSM201, BLK | 281 | 224.8
RSMA203 | MINI RPA ELITE, KEY A, INCL SSM203, BLK | 281 | 224.8
RSMA221 | MINI RPA ELITE, KEY A, INCL SSM221, BLK | 281 | 224.8
RSMA266 | MINI RPA ELITE, KEY A, INCL SSM266, BLK | 281 | 224.8
RSMA266S | MINI RPA ELITE, KEY A, INCL SSM266, SILV | 281 | 224.8
RSMA284 | MINI RPA ELITE, KEY A, INCL SSM284, BLK | 281 | 224.8
RSMA285 | MINI RPA ELITE, KEY A, INCL SSM285, BLK | 281 | 224.8
RSMA298 | MINI RPA ELITE, KEY A, INCL SSM298, BLK | 281 | 224.8
RSMA302 | MINI RPA ELITE, KEY A, INCL SSM302, BLK | 281 | 224.8
RSMA313 | MINI RPA ELITE,KEY A, INCL SSM313, BLK | 281 | 224.8
RSMA318 | MINI RPA ELITE,KEY A, INCL SSM318, BLK | 281 | 224.8
RSMA343 | MINI RPA ELITE,KEY A, INCL SSM343, BLK | 281 | 224.8
RSMA345 | MINI RPA ELITE,KEY A, INCL SSM345, BLK | 281 | 224.8
RSMA349 | MINI RPA ELITE,KEY A, INCL SSM349, BLK | 281 | 224.8
RSMA352 | MINI RPA ELITE,KEY A, INCL SSM352, BLK | 281 | 224.8
RSMA357 | MINI RPA ELITE,KEY A, INCL SSM357, BLK | 281 | 224.8
RSMAU | MINI RPA ELITE, UNIVRSL, KEY A, BLK | 281 | 224.8
RSMAUS | MINI RPA ELITE, UNIVRSL, KEY A, SLV | 281 | 224.8
RSMAUW | MINI RPA ELITE, UNIVRSL, KEY A, WHT | 281 | 224.8
RSMB000 | MINI RPA ELITE, KEY B, NO INTERFACE, BLK | 207 | 165.6
RSMB000S | MINI RPA ELITE, KEY B, NO INTERFACE, SLV | 207 | 165.6
RSMB000W | MINI RPA ELITE, KEY B, NO INTERFACE, WHT | 207 | 165.6
RSMB020 | MINI RPA ELITE, KEY B, INCL SSM020, BLK | 281 | 224.8
RSMB027 | MINI RPA ELITE, KEY B, INCL SSM027, BLK | 281 | 224.8
RSMB093 | MINI RPA ELITE, KEY B, INCL SSM093, BLK | 281 | 224.8
RSMB168 | MINI RPA ELITE, KEY B, INCL SSM168, BLK | 281 | 224.8
RSMB201 | MINI RPA ELITE, KEY B, INCL SSM201, BLK | 281 | 224.8
RSMB203 | MINI RPA ELITE, KEY B, INCL SSM203, BLK | 281 | 224.8
RSMB221 | MINI RPA ELITE, KEY B, INCL SSM221, BLK | 281 | 224.8
RSMB266 | MINI RPA ELITE, KEY A, INCL SSM266, BLK | 281 | 224.8
RSMB284 | MINI RPA ELITE, KEY B, INCL SSM284, BLK | 281 | 224.8
RSMB285 | MINI RPA ELITE, KEY B, INCL SSM285, BLK | 281 | 224.8
RSMB298 | MINI RPA ELITE, KEY B, INCL SSM298, BLK | 281 | 224.8
RSMB302 | MINI RPA ELITE, KEY B, INCL SSM302, BLK | 281 | 224.8
RSMB313 | MINI RPA ELITE,KEY B, INCL SSM313, BLK | 281 | 224.8
RSMB318 | MINI RPA ELITE,KEY B, INCL SSM318, BLK | 281 | 224.8
RSMB343 | MINI RPA ELITE,KEY B, INCL SSM343, BLK | 281 | 224.8
RSMB345 | MINI RPA ELITE,KEY B, INCL SSM345, BLK | 281 | 224.8
RSMB349 | MINI RPA ELITE,KEY B, INCL SSM349, BLK | 281 | 224.8
RSMB352 | MINI RPA ELITE,KEY B, INCL SSM352, BLK | 281 | 224.8
RSMB357 | MINI RPA ELITE,KEY B, INCL SSM357, BLK | 281 | 224.8
RSMBU | MINI RPA ELITE, UNIVRSL, KEY B, BLK | 281 | 224.8
RSMBUS | MINI RPA ELITE, UNIVRSL, KEY B, SLV | 281 | 224.8
RSMBUW | MINI RPA ELITE, UNIVRSL, KEY B, WHT | 281 | 224.8
RSMC000 | MINI RPA ELITE, KEY C, NO INTERFACE, BLK | 207 | 165.6
RSMC000S | MINI RPA ELITE, KEY C, NO INTERFACE, SLV | 207 | 165.6
RSMC000W | MINI RPA ELITE, KEY C, NO INTERFACE, WHT | 207 | 165.6
RSMC020 | MINI RPA ELITE, KEY C, INCL SSM020, BLK | 281 | 224.8
RSMC027 | MINI RPA ELITE, KEY C, INCL SSM027, BLK | 281 | 224.8
RSMC093 | MINI RPA ELITE, KEY C, INCL SSM093, BLK | 281 | 224.8
RSMC168 | MINI RPA ELITE, KEY C, INCL SSM168, BLK | 281 | 224.8
RSMC201 | MINI RPA ELITE, KEY C, INCL SSM201, BLK | 281 | 224.8
RSMC203 | MINI RPA ELITE, KEY C, INCL SSM203, BLK | 281 | 224.8
RSMC221 | MINI RPA ELITE, KEY C, INCL SSM221, BLK | 281 | 224.8
RSMC266 | MINI RPA ELITE, KEY C, INCL SSM269, BLK | 281 | 224.8
RSMC284 | MINI RPA ELITE, KEY C, INCL SSM284, BLK | 281 | 224.8
RSMC285 | MINI RPA ELITE, KEY C, INCL SSM285, BLK | 281 | 224.8
RSMC298 | MINI RPA ELITE, KEY C, INCL SSM298, BLK | 281 | 224.8
RSMC302 | MINI RPA ELITE, KEY C, INCL SSM302, BLK | 281 | 224.8
RSMC313 | MINI RPA ELITE,KEY C, INCL SSM313, BLK | 281 | 224.8
RSMC318 | MINI RPA ELITE,KEY C, INCL SSM318, BLK | 281 | 224.8
RSMC343 | MINI RPA ELITE,KEY C, INCL SSM343, BLK | 281 | 224.8
RSMC345 | MINI RPA ELITE,KEY C, INCL SSM345, BLK | 281 | 224.8
RSMC349 | MINI RPA ELITE,KEY C, INCL SSM349, BLK | 281 | 224.8
RSMC352 | MINI RPA ELITE,KEY C, INCL SSM352, BLK | 281 | 224.8
RSMC357 | MINI RPA ELITE,KEY C, INCL SSM357, BLK | 281 | 224.8
RSMCU | MINI RPA ELITE, UNIVRSL, KEY C, BLK | 281 | 224.8
RSMCUS | MINI RPA ELITE, UNIVRSL, KEY C, SLV | 281 | 224.8
RSMCUW | MINI RPA ELITE, UNIVRSL, KEY C, WHT | 281 | 224.8
RSMD000 | MINI RPA ELITE, KEY D, NO INTERFACE, BLK | 207 | 165.6
RSMD000S | MINI RPA ELITE, KEY D, NO INTERFACE, SLV | 207 | 165.6
RSMD000W | MINI RPA ELITE, KEY D, NO INTERFACE, WHT | 207 | 165.6
RSMD020 | MINI RPA ELITE, KEY D, INCL SSM020, BLK | 281 | 224.8
RSMD027 | MINI RPA ELITE, KEY D, INCL SSM027, BLK | 281 | 224.8
RSMD093 | MINI RPA ELITE, KEY D, INCL SSM093, BLK | 281 | 224.8
RSMD168 | MINI RPA ELITE, KEY D, INCL SSM168, BLK | 281 | 224.8
RSMD201 | MINI RPA ELITE, KEY D, INCL SSM201, BLK | 281 | 224.8
RSMD203 | MINI RPA ELITE, KEY D, INCL SSM203, BLK | 281 | 224.8
RSMD221 | MINI RPA ELITE, KEY D, INCL SSM221, BLK | 281 | 224.8
RSMD266 | MINI RPA ELITE, KEY D, INCL SSM266, BLK | 281 | 224.8
RSMD284 | MINI RPA ELITE, KEY D, INCL SSM284, BLK | 281 | 224.8
RSMD285 | MINI RPA ELITE, KEY D, INCL SSM285, BLK | 281 | 224.8
RSMD298 | MINI RPA ELITE, KEY D, INCL SSM298, BLK | 281 | 224.8
RSMD302 | MINI RPA ELITE, KEY D, INCL SSM302, BLK | 281 | 224.8
RSMD313 | MINI RPA ELITE,KEY D, INCL SSM313, BLK | 281 | 224.8
RSMD318 | MINI RPA ELITE,KEY D, INCL SSM318, BLK | 281 | 224.8
RSMD343 | MINI RPA ELITE,KEY D, INCL SSM343, BLK | 281 | 224.8
RSMD345 | MINI RPA ELITE,KEY D, INCL SSM345, BLK | 281 | 224.8
RSMD349 | MINI RPA ELITE,KEY D, INCL SSM349, BLK | 281 | 224.8
RSMD352 | MINI RPA ELITE,KEY D, INCL SSM352, BLK | 281 | 224.8
RSMD357 | MINI RPA ELITE,KEY D, INCL SSM35, BLK | 281 | 224.8
RSMDU | MINI RPA ELITE, UNIVRSL, KEY D, BLK | 281 | 224.8
RSMDUS | MINI RPA ELITE, UNIVRSL, KEY D, SLV | 281 | 224.8
RSMDUW | MINI RPA ELITE, UNIVRSL, KEY D, WHT | 302 | 241.6
RXF2 | XL UNIVERSAL FIXED MOUNT | 168 | 134.4
RXF3 | XL UNIVERSAL FIXED MOUNT | 184 | 147.2
RXT3 | XL UNIVERSAL TILT MOUNT | 227 | 181.6
SA1 | SA-1 SECURITY ANCHOR | 28.5 | 22.8
SCACB | CAMERA MOUNT ACCESSORY BLK | 159 | 127.2
SCACW | CAMERA MOUNT ACCESSORY WHT | 159 | 127.2
SCASB | SPEAKER BAR ACCESSORY BLK | 239 | 191.2
SCASW | SPEAKER BAR ACCESSORY WHT | 239 | 191.2
SCSSB | STORAGE SHELF ACCESSORY BLK | 399 | 319.2
SCSSW | STORAGE SHELF ACCESSORY WHT | 399 | 319.2
SEC2 | KIT, SECURITY CABLES, SLBU/SLMU | 25.5 | 20.4
SKM24ASC | SAMSUNG KIOSK STCT MT DEVICE ACCY | 479 | 383.2
SKM24AW | SAMSUNG KIOSK WALL MOUNT | 479 | 383.2
SL151 | SMART LIFT, 24x24, 8.5" TRAVEL, 120V | 4154 | 3323.2
SL151 BPAC KIT | SL151 BOTTOM PANEL ANCHOR CABLE KIT | 28.5 | 22.8
SL151 BPRC KIT | SL151 BOTTOM PANEL RETAINER CLIP KIT | 87 | 69.6
SL151-SK1 | SL-151 SERVICE KIT 1 - MOTOR, 120V | 1121 | 896.8
SL151-SK2 | SL151SK - CONTROL, 120V | 509 | 407.2
SL151-SK3 | SL-151 SERVICE KIT 3 - EXTEND LIMIT | 75 | 60
SL151-SK4 | SL-151 SERVICE KIT 4 - RETRACT LIMIT | 75 | 60
SL151-SK7 | SL-151 SERVICE KIT 7 - MAINTENANCE | 30.5 | 24.4
SL236-SK12 | SL236SK - LIFT WELDMENT, LEFT W/ GUARD | 382 | 305.6
SL236-SK13 | SL236SK - LIFT WELDMENT, RIGHT W/ GUARD | 364 | 291.2
SL236-SK2 | SL236SK - CONTROL, 120V, 6 Fx2 | 441 | 352.8
SL236-SK5 | SL236SK - MAINTENANCE | 23 | 18.4
SL236-SK6 | SL236SK - MOTOR, 120V, 16 F | 928 | 742.4
SL236-SK7 | SL236SK - CONTROL, 120V, 8 Fx2 | 573 | 458.4
SL236-SK8 | SL236SK - CABLE & CLIP KIT | 172 | 137.6
SL236-SK9 | SL236SK - LIFTING LINKS | 191 | 152.8
SL236FD | SMART-LIFT 36 ELECTRIC LIFT | 5985 | 4788
SL236SP | SMART-LIFT 36 ELECTRIC LIFT | 5985 | 4788
SLB020 | SONY VPL-PX20, PX30, X600U | 189 | 151.2
SLB027 | EPSON EMP-S1 | 189 | 151.2
SLB093 | HANGING BRACKET EPSON | 189 | 151.2
SLB168 | BRKT EPSON, POWERLITE | 189 | 151.2
SLB201 | SLB201 KIT | 189 | 151.2
SLB203 | SLB203 KIT | 189 | 151.2
SLB221 | SLB221 KIT | 189 | 151.2
SLB266 | SLB266, CUSTOM, BLK | 189 | 151.2
SLB281 | SLB281, CUSTOM, BLK | 189 | 151.2
SLB284 | SLB284, CUSTOM, BLK | 189 | 151.2
SLB285 | SLB285, CUSTOM, BLK | 189 | 151.2
SLB298 | SLB298, CUSTOM, BLK | 189 | 151.2
SLB302 | SLB302, CUSTOM, BLK | 189 | 151.2
SLB304 | SLB 304 INTERFACE BRACKET | 189 | 151.2
SLB313 | SLB313, CUSTOM, BLK | 189 | 151.2
SLB317 | SLB317, CUSTOM, BLK | 189 | 151.2
SLB318 | SLB318, CUSTOM, BLK | 189 | 151.2
SLB324 | SLB324, CUSTOM, BLK | 189 | 151.2
SLB343 | SLB343, CUSTOM, BLK | 189 | 151.2
SLB345 | SLB345, CUSTOM, BLK | 189 | 151.2
SLB346 | SLB346, CUSTOM, BLK | 189 | 151.2
SLB349 | SLB349, CUSTOM, BLK | 189 | 151.2
SLB351 | SLB351, CUSTOM, BLK | 189 | 151.2
SLB352 | SLB352, CUSTOM, BLK | 189 | 151.2
SLB357 | SLB357, CUSTOM, BLK | 189 | 151.2
SLB361 | SLB361, CUSTOM, BLK | 189 | 151.2
SLB364 | SLB364, CUSTOM, BLK | 189 | 151.2
SLB366 | SLB366, CUSTOM, BLK | 181 | 144.8
SLB6500 | SLB6500 kit | 189 | 151.2
SLBLEGB | SLB/SLM UNIVERSAL LEG BLACK | 24.5 | 19.6
SLBLEGW | SLB/SLM UNIVERSAL LEG, WHITE | 24.5 | 19.6
SLBO | UNIVERSAL INTERFACE (1ST GEN), SLB | 189 | 151.2
SLBOW | UNIVERSAL INTERFACE (1ST GEN), SLB WHT | 189 | 151.2
SLBU | UNIVERSAL SUSP. BRACKET | 189 | 151.2
SLBUS | UNIVERSAL SUSP. BRACKET SILVER | 189 | 151.2
SLBUW | UNIVERSAL SUSP. BRACKET WHITE | 189 | 151.2
SLM020 | SONY VPL-PX20, PX30, X600U | 189 | 151.2
SLM027 | EPSON EMP-S1 | 189 | 151.2
SLM093 | HANGING BRACKET EPSON | 189 | 151.2
SLM168 | EPSON, POWERLITE | 189 | 151.2
SLM201 | SLM201 KIT | 189 | 151.2
SLM203 | SLM203 KIT | 189 | 151.2
SLM221 | SLM221 KIT | 189 | 151.2
SLM266 | SLM266, CUSTOM, BLK | 189 | 151.2
SLM271W | EPSON HOME CINEMA AND PRO CINEMA | 189 | 151.2
SLM281 | SLM281, CUSTOM, BLK | 189 | 151.2
SLM284 | SLM284, CUSTOM, BLK | 189 | 151.2
SLM285 | SLM285, CUSTOM, BLK | 189 | 151.2
SLM298 | SLM298, CUSTOM, BLK | 189 | 151.2
SLM302 | SLM302, CUSTOM, BLK | 189 | 151.2
SLM304 | SLM 304 INTERFACE BRACKET | 189 | 151.2
SLM309W | SLM 309 BRACKET WHITE | 189 | 151.2
SLM313 | SLM313, CUSTOM, BLK | 189 | 151.2
SLM317 | SLM317, CUSTOM, BLK | 189 | 151.2
SLM318 | SLM318, CUSTOM, BLK | 189 | 151.2
SLM324 | SLM324, CUSTOM, BLK | 189 | 151.2
SLM343 | SLM343, CUSTOM, BLK | 189 | 151.2
SLM345 | SLM345, CUSTOM, BLK | 189 | 151.2
SLM346 | SLM346, CUSTOM, BLK | 189 | 151.2
SLM349 | SLM349, CUSTOM, BLK | 189 | 151.2
SLM351 | SLM351, CUSTOM, BLK | 189 | 151.2
SLM352 | SLM352, CUSTOM, BLK | 189 | 151.2
SLM356 | SLM356, CUSTOM, BLK | 189 | 151.2
SLM356W | SLM356, CUSTOM, WHITE | 189 | 151.2
SLM357 | SLM357, CUSTOM, BLK | 189 | 151.2
SLM361 | SLM361, CUSTOM, BLK | 189 | 151.2
SLM364 | SLM364, CUSTOM, BLK | 189 | 151.2
SLM366 | SLM366, CUSTOM, BLK | 181 | 144.8
SLM6500 | SLM6500 kit | 189 | 151.2
SLMO | UNIVERSAL INTERFACE (1ST GEN), SLM | 189 | 151.2
SLMOW | UNIVERSAL INTERFACE (1ST GEN), SLM WHT | 189 | 151.2
SLMU | RPM, UNIV SUSP BRKT | 189 | 151.2
SLMUS | RPM, UNIV SUSP BRKT | 189 | 151.2
SLMUW | RPM, UNIV SUSP BRKT | 189 | 151.2
SMA601 | SL236 ACCESSORY | 493 | 394.4
SMA602 | SL-151 1-1/2" PIPE ADAPTER KIT | 493 | 394.4
SMA620 | TRACK CLIP SMART LIFT 236 SP | 96 | 76.8
SMA651 | HANGING ROD ADAPTER | 143 | 114.4
SMA664 | SL-236 TRIM KIT, FD SP, CLIP & SCREW | 493 | 394.4
SMA665 | SL-236 TRIM KIT, SP FD, CLIP & SCREW | 493 | 394.4
SSB020 | SSB020 KIT | 189 | 151.2
SSB027 | SSB027 KIT | 189 | 151.2
SSB093 | SSB093 KIT | 189 | 151.2
SSB168 | SSB168 KIT | 189 | 151.2
SSB201 | SSB201 KIT | 189 | 151.2
SSB203 | SSB203 KIT | 189 | 151.2
SSB221 | SSB221 KIT | 189 | 151.2
SSB266 | SSB266, CUSTOM BLK | 189 | 151.2
SSB284 | SSB284, CUSTOM, BLK | 189 | 151.2
SSB285 | SSB285, CUSTOM, BLK | 189 | 151.2
SSB298 | SSB298, CUSTOM, BLK | 189 | 151.2
SSB302 | SSB302, CUSTOM, BLK | 189 | 151.2
SSB313 | SSB313, CUSTOM, BLK | 189 | 151.2
SSB318 | SSB318, CUSTOM, BLK | 189 | 151.2
SSB343 | SSB343, CUSTOM, BLK | 189 | 151.2
SSB345 | SSB345, CUSTOM, BLK | 189 | 151.2
SSB349 | SSB349, CUSTOM, BLK | 189 | 151.2
SSB352 | SSB352, CUSTOM, BLK | 189 | 151.2
SSB357 | SSB357, CUSTOM, BLK | 189 | 151.2
SSBU | INTERFACE, UNIVERSAL, MINI RPA, BLK | 189 | 151.2
SSBUS | INTERFACE, UNIVERSAL, MINI RPA, SLV | 189 | 151.2
SSBUW | INTERFACE, UNIVERSAL, MINI RPA, WHT | 189 | 151.2
SSM020 | SSM020 KIT | 189 | 151.2
SSM027 | SSM027 KIT | 189 | 151.2
SSM093 | SSM093 KIT | 189 | 151.2
SSM168 | SSM168 KIT | 189 | 151.2
SSM201 | SSM201 KIT | 189 | 151.2
SSM203 | SSM203 KIT | 189 | 151.2
SSM221 | SSM221 KIT | 189 | 151.2
SSM266 | SSM266, CUSTOM, BLK | 189 | 151.2
SSM266S | SSM266, CUSTOM, SILVER | 189 | 151.2
SSM284 | SSM284, CUSTOM, BLK | 189 | 151.2
SSM285 | SSM285, CUSTOM, BLK | 189 | 151.2
SSM298 | SSM298, CUSTOM, BLK | 189 | 151.2
SSM302 | SSM302, CUSTOM, BLK | 189 | 151.2
SSM313 | SSM313, CUSTOM, BLK | 189 | 151.2
SSM318 | SSM318, CUSTOM, BLK | 189 | 151.2
SSM343 | SSM343, CUSTOM, BLK | 189 | 151.2
SSM345 | SSM345, CUSTOM, BLK | 189 | 151.2
SSM349 | SSM349, CUSTOM, BLK | 189 | 151.2
SSM352 | SSM352 CUSTOM, BLK | 189 | 151.2
SSM357 | SSM357, CUSTOM, BLK | 189 | 151.2
SSMU | INTERFACE, UNIVRL, MINI RPA ELITE, BLK | 189 | 151.2
SSMUS | INTERFACE, UNIVRL, MINI RPA ELITE, SLV | 189 | 151.2
SSMUW | INTERFACE, UNIVRL, MINI RPA ELITE, WHT | 189 | 151.2
STLU | MEDIUM BOLT-DOWN TABLE STAND | 137 | 109.6
STMS1U | FUSION, 300 mm MOUNT, TILT | 213 | 170.4
STS1 | STS1 SMALL SWIVEL TBL STAND | 109 | 87.2
SYS474UB | STORAGE SYSTEM PROJ 0-12", BLK | 768 | 614.4
SYS474UW | STORAGE SYSTEM PROJ 0-12", WHT | 768 | 614.4
SYSAUB | SYSTEM, SUSP CEILING PROJ 0-12", BLACK | 551 | 440.8
SYSAUBP2 | SYSAU PROJECTOR KIT W/ POWER - BLACK | 807 | 645.6
SYSAUW | SYSTEM, SUSP CEILING PROJ 0-12", WHITE | 551 | 440.8
SYSAUWP2 | SYSAU PROJECTOR KIT W/ POWER - WHITE | 807 | 645.6
TA100 | SWING ARM ACC., COMPONENT SHELF ASSEMBLY | 137 | 109.6
TA200 | SWING ARM ACC., VC SHELF ASSEMBLY | 113 | 90.4
TA210E | VADDIO IntelliSHOT THINSTALL MOUNT | 119 | 95.2
TA210K | ConferenceSHOT ePTZ THINSTALL MOUNT | 124 | 99.2
TA250 | SWING ARM ACC., VC SHELF ASSEMBLY | 137 | 109.6
TA350 | SWING ARM ACC., CENTER SPEAKER ASSEMBLY | 143 | 114.4
TA410 | SWING ARM ACC., PORTRAIT ADAPTER | 110 | 88
TA500 | THINSTALL IN-WALL BOX- LARGE TS525/TS325 | 383 | 306.4
TA500HWKIT1 | TA500 IN-WALL ENCLOSURE INSTALL HW KIT | 48.5 | 38.8
TA500HWKIT2 | TA500 TS MOUNT BRACKETS & HW KIT | 133 | 106.4
TA500HWKIT3 | TA500 FINAL INSTALL HW & TRIM KIT | 96 | 76.8
TA501 | THINSTALL IN-WALL BOX- MEDIUM, TS318TU | 355 | 284
TA502 | THINSTALL IN-WALL BOX- SMALL,TS218/TS118 | 284 | 227.2
TAB1 | TA BRACKET FOR CR 100 + TS | 215 | 172
TAMMSB | TS318 STL STUD ACCESSORY BLK | 128 | 102.4
TAMMSW | TS318 STL STUD ACCESSORY WHT | 128 | 102.4
TAS1 | 1 INCH TA SPACER | 48.5 | 38.8
TASMSB | TS110 TS118 TS218 STL STUD ACCESSORY BLK | 114 | 91.2
TASMSW | TS110 TS118 TS218 STL STUD ACCESSORY WHT | 114 | 91.2
TIL1X1IFH | LED MOUNT 1X1, SAMSUNG IFH | 742 | 593.6
TIL1X2AP | LED MOUNT, 1X2, ABSEN ACCLAIM, PLUS, PRO | 754 | 603.2
TIL1X2IFH | LED MOUNT 1X2, SAMSUNG IFH | 1059 | 847.2
TIL1X2IFJ | LED, SAMSUNG IFJ-IW, 2 HIGH | 1261 | 1008.8
TIL1X2PH | LED, PHILIPS BDL, 2 HIGH | 1006 | 804.8
TIL1X2PT | LED MOUNT 1X2, LG LAS & LEYARD TVF | 754 | 603.2
TIL1X2UU | LED MOUNT 1X2, UPANEL S & BARCO XT | 754 | 603.2
TIL1X3AP | LED MOUNT, 1X3, ABS | 1122 | 897.6
TIL1X3IFH | LED MOUNT 1X3, SAMSUNG IFH | 1513 | 1210.4
TIL1X3IFJ | LED, SAMSUNG IFJ-IW, 3 HIGH | 1891 | 1512.8
TIL1X3PH | LED, PHILIPS BDL, 3 HIGH | 1374 | 1099.2
TIL1X3PT | LED MOUNT 1X3, LG LAS & LEYARD TVF | 1122 | 897.6
TIL1X3UU | LED MOUNT 1X3, UPANEL S & BARCO XT | 1122 | 897.6
TIL1X4AP | LED MOUNT, 1X4, ABSEN ACCLAIM, PLUS, PRO | 1374 | 1099.2
TIL1X4IFJ | LED, SAMSUNG IFJ, 4 HIGH | 2397 | 1917.6
TIL1X4PH | LED, PHILIPS BDL, 4 HIGH | 1626 | 1300.8
TIL1X4PT | LED MOUNT 1X4, LG LAS & LEYARD TVF | 1374 | 1099.2
TIL1X4UU | LED MOUNT 1X4, UPANEL S & BARCO XT | 1374 | 1099.2
TIL1X5AP | LED, 5 HIGH, ABSEN ACCLAIM PRO-PLUS | 1941 | 1552.8
TIL1X5PH | LED, PHILIPS BDL, 5 HIGH | 1941 | 1552.8
TIL1X5UU | LED MOUNT 1X5, UPANEL S & BARCO XT | 1849 | 1479.2
TILD1X05US-L | LED, UNILUMIN U-SLIM, LEFT, 500 MM | 748 | 598.4
TILD1X05US-M | LED, UNILUMIN U-SLIM, MIDDLE, 500 | 813 | 650.4
TILD1X05US-R | LED, UNILUMIN U-SLIM, RIGHT, 500 MM | 748 | 598.4
TILD1X1US-L | LED, UNILUMIN U-SLIM, LEFT, 1000 MM | 900 | 720
TILD1X1US-M | LED, UNILUMIN U-SLIM, MIDDLE, 1000 MM | 976 | 780.8
TILD1X1US-R | LED, UNILUMIN U-SLIM, RIGHT, 1000 MM | 900 | 720
TILD1X2IER-L | TiLED SAMSUNG IER MOUNT,2 HIGH, LEFT | 1019 | 815.2
TILD1X2IER-M | TiLED SAMSUNG IER MOUNT,2 HIGH, MIDDLE | 1084 | 867.2
TILD1X2IER-R | TiLED SAMSUNG IER MOUNT,2 HIGH, RIGHT | 1019 | 815.2
TILD1X2IERF | TiLED SAMSUNG IER-F WALL MOUNT, 2 HIGH | 1411 | 1128.8
TILD1X2US-L | LED, UNILUMIN U-SLIM, LEFT, 2000 MM | 1019 | 815.2
TILD1X2US-M | LED, UNILUMIN U-SLIM, MIDDLE, 2000 MM | 1084 | 867.2
TILD1X2US-R | LED, UNILUMIN U-SLIM, RIGHT, 2000 MM | 1019 | 815.2
TILD1X3IER-L | TiLED SAMSUNG IER MOUNT, 3 HIGH, LEFT | 1084 | 867.2
TILD1X3IER-M | TiLED SAMSUNG IER MOUNT, 3 HIGH, MIDDLE | 1118 | 894.4
TILD1X3IER-R | TiLED SAMSUNG IER MOUNT, 3 HIGH, RIGHT | 1085 | 868
TILD1X3IERF | TiLED SAMSUNG IER-F WALL MOUNT, 3 HIGH | 1628 | 1302.4
TILD1X3LG2-L | LED, LG LSCB, 3 HIGH, LEFT, SKU | 659 | 527.2
TILD1X3LG2-M | LED, LG LSCB, 3 HIGH, MIDDLE, SKU | 714 | 571.2
TILD1X3LG2-R | LED, LG LSCB, 3 HIGH, RIGHT, SKU | 659 | 527.2
TILD1X3SO1-L | TiLED SONY CRYSTAL LED, 3 HIGH, LEFT | 659 | 527.2
TILD1X3SO1-M | TiLED SONY CRYSTAL LED, 3 HIGH, MIDDLE | 714 | 571.2
TILD1X3SO1-R | TiLED SONY CRYSTAL LED, 3 HIGH, RIGHT | 659 | 527.2
TILD1X4LG2-L | LED, LG LSCB, 4 HIGH, LEFT, SKU | 989 | 791.2
TILD1X4LG2-M | LED, LG LSCB, 4 HIGH, MIDDLE, SKU | 1055 | 844
TILD1X4LG2-R | LED, LG LSCB, 4 HIGH, RIGHT, SKU | 989 | 791.2
TILD1X4SO1-L | TiLED SONY CRYSTAL LED, 4 HIGH, LEFT | 989 | 791.2
TILD1X4SO1-M | TiLED SONY CRYSTAL LED, 4 HIGH, MIDDLE | 1055 | 844
TILD1X4SO1-R | TiLED SONY CRYSTAL LED, 4 HIGH, RIGHT | 989 | 791.2
TILD1X5LG2-L | LED, LG LSCB, 5 HIGH, LEFT, SKU | 1209 | 967.2
TILD1X5LG2-M | LED, LG LSCB, 5 HIGH, MIDDLE, SKU | 1429 | 1143.2
TILD1X5LG2-R | LED, LG LSCB, 5 HIGH, RIGHT, SKU | 1209 | 967.2
TILD1X5SO1-L | TiLED SONY CRYSTAL LED, 5 HIGH, LEFT | 1209 | 967.2
TILD1X5SO1-M | TiLED SONY CRYSTAL LED, 5 HIGH, MIDDLE | 1429 | 1143.2
TILD1X5SO1-R | TiLED SONY CRYSTAL LED, 5 HIGH, RIGHT | 1209 | 967.2
TILHDW1 | TiLED M6 MOUNTING HARDWARE BUTTON KIT | 129 | 103.2
TILHDWUS | LED, UNILUMIN U-SLIM, HARDWARE BAG | 139 | 111.2
TILKIT4X4SO1 | TILED SONY CRYSTAL LED, 4X4 KIT W/TRIM | 8205 | 6564
TILKIT5X5SO1 | TILED SONY CRYSTAL LED, 5X5 KIT W/TRIM | 12396 | 9916.8
TILKIT8X8SO1 | TILED SONY CRYSTAL LED, 8X8 KIT W/TRIM | 29189 | 23351.2
TILSC05HUS | LED, UNILUMINS U-SLIM, COVER 500 | 541 | 432.8
TILSC1HIFH | TiLED SAMSUNG IFH/IER SIDE COVER, 1 HIGH | 954 | 763.2
TILSC1HUS | LED, UNILUMINS U-SLIM, COVER, 1000 MM | 954 | 763.2
TILSC2HAP | 2 HIGH, ABSEN SIDE COVERS | 313 | 250.4
TILSC2HIFH | TiLED SAMSUNG IFH/IER SIDE COVER, 2 HIGH | 376 | 300.8
TILSC2HPH | LED, PHILIPS BDL, SIDE COVER 2 HIGH | 313 | 250.4
TILSC2HPT | LED, SIDE COVERS, LEYARD TVF, 2 HIGH | 313 | 250.4
TILSC2HSO1 | TiLED, SONY CRYSTAL, SIDE COVER 2 HIGH | 349 | 279.2
TILSC2HUU | UNILUMINS, U-PANEL-S, 2 HIGH, SIDE COVER | 313 | 250.4
TILSC3HAP | 3 HIGH, ABSEN SIDE COVERS | 376 | 300.8
TILSC3HIFH | TiLED SAMSUNG IFH/IER SIDE COVER, 3 HIGH | 574 | 459.2
TILSC3HPH | LED, PHILIPS BDL, SIDE COVER 3 HIGH | 376 | 300.8
TILSC3HPT | LED, SIDE COVERS, LEYARD TVF, 3 HIGH | 376 | 300.8
TILSC3HSO1 | TiLED, SONY CRYSTAL, SIDE COVER 3 HIGH | 389 | 311.2
TILSC3HUU | UNILUMINS, U-PANEL-S, 3 HIGH, SIDE COVER | 376 | 300.8
TILVAB1 | VERTICAL CONNECTOR KIT | 59 | 47.2
TILVAB2 | LED, UNILUMIN U-SLIM, VERT. CONN. KIT | 85 | 68
TILVABPT | VERT CONNECTOR KIT, LG LAS & LEYARD TVF | 59 | 47.2
TILVABUU | VERT CONNECTOR KIT, UPANEL S & BARCO XT | 59 | 47.2
TPK1 | POLE CLAMP KIT, 1-2" | 55 | 44
TPK2 | POLE CLAMP KIT, 2-3" | 55 | 44
TPK3 | TRUSS CLAMP KIT, 0-1" | 85 | 68
TPK4 | TRUSS CLAMP KIT, 1-2" | 88 | 70.4
TPK5 | TRUSS CLAMP KIT, 2-3" | 99 | 79.2
TPM2000B | PITCH-ADJ POLE MOUNT | 326 | 260.8
TPMUB | PITCH-ADJ POLE MNT UNIVERSAL | 469 | 375.2
TPP2000B | TRUSS, PITCH - ADJUSTABLE | 426 | 340.8
TPPU | TRUSS, PITCH-ADJ UNIVERSAL | 569 | 455.2
TPS2000B | TRUSS/POLE STATIC MOUNT | 281 | 224.8
TPSU | TRUSS/POLE STATIC MT UNIVERSAL | 426 | 340.8
TS110SU | THIN SINGLE ARM SWINGARM | 137 | 109.6
TS118SU | THINSTALL SMALL DUAL ARM SWINGARM | 180 | 144
TS218SU | MEDIUM DUAL ARM THIN SWINGARM | 326 | 260.8
TS318SU | MEDIUM SWING ARM, SINGLE STUD | 426 | 340.8
TS318TU | MEDIUM SWING ARMS, DUAL STUD | 499 | 399.2
TS325TU | MEDIUM, 25" EXTENSION, SWING ARMS | 569 | 455.2
TS525TU | THIN SWING ARM (LARGE) | 711 | 568.8
UPA1000T | UNIV. PROJECTOR MT TITANIUM | 164 | 131.2
VCM000 | VCM000, DELUXE CEILING MOUNT, BLK | 467 | 373.6
VCM000W | VCM000, DELUXE CEILING MOUNT, WHT | 467 | 373.6
VCM010R | VCM010R, INCL CUSTOM HB010R, BLK | 592 | 473.6
VCM011E | VCM011E, INCL CUSTOM HB011E, BLK | 592 | 473.6
VCM012R | VCM012R, INCL CUSTOM HB012R, BLK | 592 | 473.6
VCM014R | VCM014R, INCL CUSTOM HB014R, BLK | 592 | 473.6
VCM016E | VCM016E, INCL CUSTOM HB016E, BLK | 592 | 473.6
VCM018E | VCM018E, INCL CUSTOM HB018E, BLK | 592 | 473.6
VCM026S | VCM026S, INCL CUSTOM HB026S, BLK | 592 | 473.6
VCM100B | VCM100B, INCL CUSTOM HB100B, BLK | 592 | 473.6
VCM101D | VCM101D, INCL CUSTOM HB101D, BLK | 592 | 473.6
VCM103S | VCM103S, INCL CUSTOM HB103S, BLK | 592 | 473.6
VCM104D | VCM104D, INCL CUSTOM HB104D, BLK | 592 | 473.6
VCM105J | VCM105J INCL CUSTOM HB101D, BLK | 592 | 473.6
VCM106E | VCM106E, INCL CUSTOM HB106E, BLK | 592 | 473.6
VCM107B | VCM107B, INCL CUSTOM HB107B, BLK | 592 | 473.6
VCM108B | VCM108B, INCL CUSTOM HB108B, BLK | 592 | 473.6
VCM109B | VCM109B, INCL CUSTOM HB109B, BLK | 592 | 473.6
VCM20 | DELUXE CEILING MT HSG A | 467 | 373.6
VCM29S | VCM29S, INCL CUSTOM HB29S, BLK | 592 | 473.6
VCM35B | VCM35B, INCL CUSTOM HB35B, BLK | 592 | 473.6
VCM42E | VCM42E, INCL CUSTOM HB42E, BLK | 592 | 473.6
VCM43E | VCM43E, INCL CUSTOM HB43E, BLK | 592 | 473.6
VCM44E | VCM44E, INCL CUSTOM HB44E, BLK | 592 | 473.6
VCM46E | VCM46E, INCL CUSTOM HB46E, BLK | 592 | 473.6
VCM47E | VCM47E, INCL CUSTOM HB47E, BLK | 592 | 473.6
VCM49E | VCM49E, INCL CUSTOM HB49E, BLK | 592 | 473.6
VCM52D | VCM52D, INCL CUSTOM HB52D, BLK | 592 | 473.6
VCM71P | VCM70P, INCL CUSTOM HB70P, BLK | 592 | 473.6
VCM72P | VCM72P, INCL CUSTOM HB72P, BLK | 592 | 473.6
VCM73P | VCM73P, INCL CUSTOM HB73P, BLK | 592 | 473.6
VCM74P | VCM74P, INCL CUSTOM HB74P, BLK | 592 | 473.6
VCM75P | VCM75P, INCL CUSTOM HB75P, BLK | 592 | 473.6
VCM76P | VCM76P, INCL CUSTOM HB76P, BLK | 592 | 473.6
VCM77P | VCM77P, INCL CUSTOM HB77P, BLK | 592 | 473.6
VCM82X | VCM82X, INCL CUSTOM HB82X, BLK | 592 | 473.6
VCM91C | VCM91C, INCL CUSTOM HB91C, BLK | 592 | 473.6
VCM92C | VCM92C, INCL CUSTOM HB92C, BLK | 592 | 473.6
VCM93C | VCM93C, INCL CUSTOM HB93C, BLK | 592 | 473.6
VCM94C | VCM94C, INCL CUSTOM HB94C, BLK | 592 | 473.6
VCM95C | VCM95C, INCL CUSTOM HB95C, BLK | 592 | 473.6
VCMU | VCMU, INCL CUSTOM HBU, BLK | 592 | 473.6
VCMUW | HEAVY DUTY PROJECTOR MOUNT | 592 | 473.6
VCT000B | XL Tooless Projector Mount Only, Black | 555 | 444
VCT000W | XL Tooless Projector Mount Only, White | 555 | 444
VCT011E | VCT011E, INCL CUSTOM HC011E, BLK | 725 | 580
VCT018E | VCT018E, INCL CUSTOM HC018E, BLK | 725 | 580
VCT103S | VCT103S, INCL CUSTOM HC103S, BLK | 725 | 580
VCT107B | VCT107B, INCL CUSTOM HC107B, BLK | 725 | 580
VCT29S | VCT29S, INCL CUSTOM HC29S, BLK | 725 | 580
VCT46E | VCT46E, INCL CUSTOM HC46E, BLK | 725 | 580
VCT75P | VCT75P, INCL CUSTOM HC75P, BLK | 725 | 580
VCT76P | VCT76P, INCL CUSTOM HC76P, BLK | 725 | 580
VCT77P | VCT77P, INCL CUSTOM HC77P, BLK | 725 | 580
VCT82X | VCT82X, INCL CUSTOM HC82X, BLK | 725 | 580
VCTUB | XL Universal Tooless Proj Mount, Black | 740 | 592
VCTUW | XL Universal Tooless Proj Mount, White | 740 | 592
VPAUB | VERT/PORTRAIT UNV PROJ MOUNT, BLACK | 394 | 315.2
VPAUW | VERT/PORTRAIT UNV PROJ MOUNT, WHITE | 394 | 315.2
WBAP | WHITE BOARD ACCY PLATFORM | 131 | 104.8
WBAU | UNIVERSAL INTERACTIVE BOARD ACCY | 116 | 92.8
WBAUF1 | SMART RETRO BRACKET | 169 | 135.2
WBM3E | INTERACTIVE WHITEBOARD MOUNT,SLIDING LEG | 400 | 320
WM110AUS | WM110S WITH RSMAUS KIT | 478 | 382.4
WM110S | PROJECTOR WALL MOUNT, 0-18" EXT | 195 | 156
WM120AUS | WM120S WITH RSMAUS KIT | 521 | 416.8
WM120S | PROJECTOR WALL MOUNT, 18-30" EXT | 237 | 189.6
WM130AUS | WM130S WITH RSMAUS KIT | 564 | 451.2
WM130S | PROJECTOR WALL MOUNT, 30-54" EXT | 281 | 224.8
WM210AUS | WM210S WITH RSMAUS KIT | 552 | 441.6
WM210MAUS | WM210S WITH RPMAUS KIT | 472 | 377.6
WM210S | PROJECTOR WALL MOUNT, 0-18" EXT | 266 | 212.8
WM220AUS | WM220S WITH RSMAUS KIT | 595 | 476
WM220MAUS | WM220S WITH RPMAUS KIT | 460 | 368
WM220S | PROJECTOR WALL MOUNT, 18-30" EXT | 308 | 246.4
WM230AUS | WM230S WITH RSMAUS KIT | 636 | 508.8
WM230S | PROJECTOR WALL MOUNT, 30-54" EXT | 352 | 281.6
WM240AUS | WM240S WITH RSMAUS KIT | 679 | 543.2
WM240S | PROJECTOR WALL MOUNT, 55-66" EXT | 394 | 315.2
WMA1S | WMA1S WALL MOUNT ACCY, 1 1/2 NPT SINGLE | 190 | 152
WMA2S | WMA2S WALL MOUNT ACCY, 1 1/2 NPT LAT SHI | 260 | 208
WMAC16 | ACCY, OUTLET COVER, WM2 | 40.5 | 32.4
WMAL24 | ACCY, 24" DUAL STUD WITH LAT SHIFT | 136 | 108.8
WP21S | ST PROJ. WALL MOUNT, 24" EXT | 162 | 129.6
WP21US | ST PROJ. WALL MOUNT, 24" EXT + RSAUS | 409 | 327.2
WP22S | ST PROJ. WALL MOUNT, 40" EXT | 202 | 161.6
WP22US | ST PROJ. WALL MOUNT, 40" EXT + RSAUS | 449 | 359.2
WP23S | ST PROJ. WALL MOUNT, 56" EXT | 243 | 194.4
WP23US | ST PROJ. WALL MOUNT, 56" EXT + RSAUS | 491 | 392.8
XBM1U | FUSION XL SINGLE BOLT-DOWN, LANDSCAPE | 3531 | 2824.8
XBM1UP | FUSION XL SINGLE BOLT-DOWN, PORTRAIT | 3531 | 2824.8
XCB1U | EXTRA LARGE, B2B, CEILING MOUNT | 1355 | 1084
XCB7000 | CEILING MOUNT, DUAL COLUMN, XL, B2B | 2171 | 1736.8
XCM1U | XL, SINGLE COLUMN, CEILING MOUNT | 700 | 560
XCM7000 | EXTRA LARGE, DUAL COLUMN, CEILING MOUNT | 1220 | 976
XFA1UB | X-LARGE FUSION MANUAL HT ADJ FLOOR BLK | 2338 | 1870.4
XFD1U | Electric Height Adj Floor Support XL -US | 3408 | 2726.4
XPA1UB | X-LARGE FUSION MANUAL HEGHT ADJ CART BLK | 2442 | 1953.6
XPA1US | X-LARGE FUSION MANUAL HGT ADJ CART SLVR | 2442 | 1953.6
XPD1U | Electric Height Adjust Cart XL - US | 3535 | 2828
XSD1U | ELECTRIC HEIGHT ADJUST WALL - XL | 2427 | 1941.6
XSM1U | Micro-Adjust Fixed Wall Mount, X-Large | 344 | 275.2
XTM1U | Micro-Adjust Tilt Wall Mount, X-Large | 455 | 364
XTM1U-G | EXTRA LARGE TILT MOUNT ASSEMBLY, TAA | 505 | 404
XVAUB | VIDEO CONFERENCE CART | 3330 | 2664
XVM1U | FUSION EXTRA LARGE CART | 3729 | 2983.2
XVM1X1U | XL FUSION FREESTANDING VIDEO WALL | 6067 | 4853.6
Z-KPD110B | DUAL ARM POLE MT BLK | 286 | 228.8

## Middle Atlantic
Part Number | Description | MSRP | Contract Price
-C | CLAMP KIT FOR RACKSHELF | 39.5 | 29.63
1/2BNC1 | 1/2"BNC (1) PORT UCP PNL | 25 | 18.75
1/2BNC2 | 1/2"BNC (2) PORT UCP PNL | 25 | 18.75
1/2BNC3 | 1/2"BNC (3) PORT UCP PNL | 25 | 18.75
1/2BNC4 | 1/2" BNC (4) PORT UCP PNL | 25 | 18.75
1/2BNC5 | 1/2"BNC RGBHV(5)PORT UCP | 25 | 18.75
1/2BNC6 | UCP MODULE | 25 | 18.75
1/4X2 | 1/4" (2) PORT UCP PNL | 25 | 18.75
1/4X4 | 1/4" (4) PORT UCP PNL | 25 | 18.75
1DB25 | DB25 MULTIPIN(1)PORT UCP | 25 | 18.75
1DB9 | DB9 MULTIPIN (1) PORT UCP | 25 | 18.75
1ELCO120 | ELCO 120 PIN (1)PORT UCP | 25 | 18.75
1ELCO38 | ELCO 38 PIN (1)PORT UCP | 25 | 18.75
1ELCO56 | ELCO 56 PIN (1) PORT UCP | 25 | 18.75
1ELCO90 | ELCO 90 PIN (1) PORT UCP | 25 | 18.75
1G1 | AMP G1 MLTIPN(1)PORT UCP | 25 | 18.75
1G2 | AMP G2 MLTIPN(1)PORT UCP | 25 | 18.75
1G3 | AMP G3 MLTIPN(1)PORT UCP | 25 | 18.75
1W1 | WRLWND 39 PIN(1)PORT UCP | 25 | 18.75
1W2 | WRLWND 61 PIN(1)PORT UCP | 25 | 18.75
1W3 | SLIM 2 DSKTP 10SP, SLOPE | 609 | 456.75
2-10M | SLIM 2 DSKTP 10SP, SLOPED | 427 | 320.25
2-6M | SLIM 2 DSKTP 6SP, SLOPED | 387 | 290.25
23-19-1 | 1SP REDUCER, 23 TO 19(PAI | 33.5 | 25.13
23-19-2 | 2SP REDUCER, 23 TO 19(PAI | 40 | 30
23-19-3 | 3SP REDUCER, 23 TO 19(PAI | 45 | 33.75
23-19-4 | 4SP REDUCER, 23 TO 19(PAI | 59.5 | 44.63
2DB15 | DB15 MULTIPIN(2)PORT UCP | 25 | 18.75
2DB25 | DB25 MULTIPIN(2)PORT UCP | 25 | 18.75
2DB37 | DB37 MULTIPIN(2)PORT UCP | 25 | 18.75
2DB50 | DB50 MULTIPIN(2)PORT UCP | 25 | 18.75
2DB9 | DB9 MULTIPIN(2)PORT UCP | 25 | 18.75
2DL96 | CANNON DL96(2)PORT UCP | 25 | 18.75
2ELCO38 | ELCO38 (2) PORT UCP PNL | 25 | 18.75
2ELCO56 | ELCO56 (2) PORT UCP PNL | 25 | 18.75
2ELCO90 | ELCO90 (2) PORT UCP PNL | 25 | 18.75
3/8BANA2 | 3/8"BANANA(2)PORT UCP PNL | 25 | 18.75
3/8BANA6 | 3/8"BANANA(6)PORT UCP PNL | 25 | 18.75
3/8BNC4 | 3/8" BNC (4) PORT UCP PNL | 25 | 18.75
3/8X1 | 3/8" (1) PORT UCP PNL | 25 | 18.75
3/8X2 | 3/8" (2) PORT UCP PNL | 25 | 18.75
3/8X4 | 3/8" (4) PORT UCP PNL | 25 | 18.75
3/8X6 | 3/8" (6) PORT UCP PNL | 25 | 18.75
4DB9 | DB9 MULTIPIN(4)PORT UCP | 25 | 18.75
4SC1 | 4 BOLT CIRC (1) PORT UCP | 25 | 18.75
4SC3 | 4 BOLT CIRC (3) PORT UCP | 25 | 18.75
4SC4 | SLIM-5 KNOCK DOWN 10SP | 550 | 412.5
4SC5 | SLIM5 KNOCKDOWN 10SP,26D | 660 | 495
4SC6 | SLIM-5 KNOCK DOWN 11SP | 550 | 412.5
4SC7 | SLIM5 KNOCKDOWN,11SP,26D | 660 | 495
4SC8 | SLIM-5 KNOCK DOWN 12SP | 550 | 412.5
4SC9 | SLIM5 KNOCKDOWN 12SP,26D | 660 | 495
4SC10 | SLIM-5 KNOCK DOWN 13SP | 550 | 412.5
4SC11 | SLIM5 KNOCKDOWN 13SP,26D | 660 | 495
4SC12 | SLIM-5 KNOCK DOWN 14SP | 550 | 412.5
4SC13 | SLIM5 KNOCKDOWN 14SP,26D | 660 | 495
5-14-CONFIG | 14SP/20"D SLIM-5 CONFIG | 1494 | 1120.5
5-82-26 | SLIM-5 KNOCK DOWN 15SP | 618 | 463.5
5-82-27 | SLIM5 KNOCKDOWN 15SP,26D | 728 | 546
5-82-28 | SLIM-5 KNOCK DOWN 16SP | 618 | 463.5
5-82-29 | SLIM5 KNOCKDOWN 16SP,26D | 728 | 546
5-82-30 | SLIM-5 KNOCK DOWN 17SP | 618 | 463.5
5-82-31 | SLIM5 KNOCKDOWN 17SP,26D | 728 | 546
5-82-32 | SLIM-5 KNOCK DOWN 18SP | 618 | 463.5
5-82-33 | SLIM5 KNOCKDOWN 18SP,26D | 728 | 546
5-82-34 | SLIM-5 KNOCK DOWN 19SP | 618 | 463.5
5-82-35 | SLIM5 KNOCKDOWN 19SP,26D | 728 | 546
5-82-36 | SLIM-5 KNOCK DOWN 20SP | 618 | 463.5
5-82-37 | SLIM5 KNOCKDOWN 20SP,26D | 728 | 546
5-82-38 | SLIM-5 KNOCK DOWN 21SP | 618 | 463.5
5-82-39 | SLIM5 KNOCKDOWN 21SP,26D | 728 | 546
5-82-40 | SLIM-5 KNOCK DOWN 22SP | 681 | 510.75
5-82-41 | SLIM5 KNOCKDOWN 22SP,26D | 789 | 591.75
5-82-42 | SLIM-5 KNOCK DOWN 23SP | 681 | 510.75
5-82-43 | SLIM5 KNOCKDOWN 23SP,26D | 789 | 591.75
5-82-44 | SLIM-5 KNOCK DOWN 24SP | 681 | 510.75
5-82-45 | SLIM5 KNOCKDOWN 24SP,26D | 789 | 591.75
5-82-46 | SLIM-5 KNOCK DOWN 25SP | 681 | 510.75
5-82-47 | SLIM5 KNOCKDOWN 25SP,26D | 789 | 591.75
5-82-48 | SLIM-5 KNOCK DOWN 26SP | 681 | 510.75
5-82-49 | SLIM5 KNOCKDOWN 26SP,26D | 789 | 591.75
5-82-50 | SLIM-5 KNOCK DOWN 27SP | 681 | 510.75
5-82-51 | SLIM5 KNOCKDOWN 27SP,26D | 789 | 591.75
5-82-52 | SLIM-5 KNOCK DOWN 28SP | 681 | 510.75
5-82-53 | SLIM5 KNOCKDOWN 28SP,26D | 789 | 591.75
5-82-54 | SLIM-5 KNOCK DOWN 29SP | 681 | 510.75
5-82-55 | SLIM5 KNOCKDOWN 29SP,26D | 789 | 591.75
5-29-CONFIG | 29SP/20"D SLIM-5 CONFIG | 1945 | 1458.75
5-70-55 | SLIM-5 KNOCK DOWN 30SP | 714 | 535.5
5-70-56 | SLIM5 KNOCKDOWN 30SP,26D | 826 | 619.5
5-70-57 | SLIM-5 KNOCK DOWN 31SP | 714 | 535.5
5-70-58 | SLIM5 KNOCKDOWN 31SP,26D | 826 | 619.5
5-70-59 | SLIM-5 KNOCK DOWN 32SP | 714 | 535.5
5-32-26 | SLIM5 KNOCKDOWN 32SP,26D | 826 | 619.5
5-32-27 | SLIM-5 KNOCK DOWN 33SP | 714 | 535.5
5-33-26 | SLIM5 KNOCKDOWN 33SP,26D | 826 | 619.5
5-33-27 | SLIM-5 KNOCK DOWN 34SP | 714 | 535.5
5-34-26 | SLIM5 KNOCKDOWN 34SP,26D | 826 | 619.5
5-34-27 | SLIM-5 KNOCK DOWN 35SP | 714 | 535.5
5-35-26 | SLIM5 KNOCKDOWN 35SP,26D | 826 | 619.5
5-35-27 | SLIM-5 KNOCK DOWN 36SP | 714 | 535.5
5-35-28 | SLIM-5 KNOCK DOWN 37SP | 714 | 535.5
5-37-26 | SLIM5 KNOCKDOWN 37SP,26D | 826 | 619.5
5-37-CONFIG | 37SP/20"D SLIM-5 CONFIG | 2135 | 1601.25
5-38-CONFIG | SLIM-5 KNOCK DOWN 38SP | 745 | 558.75
5-38-26 | SLIM5 KNOCKDOWN 38SP,26D | 857 | 642.75
5-38-27 | SLIM-5 KNOCK DOWN 39SP | 745 | 558.75
5-39-26 | SLIM5 KNOCKDOWN 39SP,26D | 857 | 642.75
5-39-27 | SLIM-5 KNOCK DOWN 40SP | 745 | 558.75
5-40-26 | SLIM5 KNOCKDOWN 40SP,26D | 857 | 642.75
5-40-27 | SLIM-5 KNOCK DOWN 41SP | 745 | 558.75
5-41-26 | SLIM5 KNOCKDOWN 41SP,26D | 857 | 642.75
5-41-27 | SLIM-5 KNOCK DOWN 42SP | 745 | 558.75
5-42-26 | SLIM5 KNOCKDOWN 42SP,26D | 857 | 642.75
5-42-27 | SLIM-5 KNOCK DOWN 43SP | 745 | 558.75
5-43-26 | SLIM5 KNOCKDOWN 43SP,26D | 857 | 642.75
5-43-27 | SLIM-5 KNOCK DOWN 8SP | 483 | 362.25
5-43-28 | SLIM5 KNOCKDOWN 8SP,26D | 591 | 443.25
5-43-29 | SLIM-5 KNOCK DOWN 9SP | 550 | 412.5
5-43-30 | SLIM5 KNOCKDOWN 9SP,26D | 660 | 495
5-BAVTRIM | BLACK BRUSH VNT TRIM PNL | 102 | 76.5
5-FAN-K | SLIM 5 FAN KIT,2 FANS | 223 | 167.25
5-RS14 | 14"HRF BOTTOM RUNNER SET | 54.5 | 40.88
5-RS16 | 16"CFR BOTTOM RUNNER SET | 56.5 | 42.38
5-RS18 | 18"BOTTOM RUNNER SET | 61.5 | 46.13
5-RS20 | 20"SLIM5 BOT RUNNER SET | 66 | 49.5
5-RS23 | 23" BOTTOM RUNNER KIT | 68 | 51
5-RS26 | 26"SLIM5 BOT RUNNER SET | 69 | 51.75
5AR14 | ADJ REAR RKRAIL FOR 5-14 | 138 | 103.5
5AR21 | ADJ REAR RKRAIL FOR 5-21 | 161 | 120.75
5AR29 | ADJ REAR RKRAIL FOR 5-29 | 192 | 144
5AR37 | ADJ REAR RKRAIL FOR 5-37 | 202 | 151.5
5AR43 | ADJ REAR RKRAIL FOR 5-43 | 211 | 158.25
5AR8 | ADJ.REAR RACKRAIL FOR 5-8 | 125 | 93.75
5CC14 | CABLE CHASE KIT FOR 5-14 | 161 | 120.75
5CC14-26 | CABLE CHASE FOR 5-14-26 | 167 | 125.25
5CC21 | CABLE CHASE KIT FOR 5-21 | 188 | 141
5CC21-26 | CABLE CHASE FOR 5-21-26 | 198 | 148.5
5CC29 | CABLE CHASE KIT FOR 5-29 | 223 | 167.25
5CC29-26 | CABLE CHASE FOR 5-29-26 | 233 | 174.75
5CC37 | CABLE CHASE KIT FOR 5-37 | 258 | 193.5
5CC37-26 | CABLE CHASE FOR 5-37-26 | 269 | 201.75
5CC43 | CABLE CHASE KIT FOR 5-43 | 296 | 222
5CC43-26 | CABLE CHASE FOR 5-43-26 | 304 | 228
5CC8 | CABLE CHASE KIT FOR 5-8 | 140 | 105
5W | SLIM5 CASTERS W/HARDWARE | 102 | 76.5
5WL | LOCKING SLIM5 CASTERS W/H | 125 | 93.75
5WLR | FLR-FNDLY LKCSTRS(4)SLIM5 | 225 | 168.75
5WR | FLR-FNDLY CASTERS(4)SLIM5 | 186 | 139.5
6TO4ADP | 6" TO 4" FAN ADAPTER | 63 | 47.25
7/16X4 | 7/16" (4) PORT UCP PNL | 25 | 18.75
A21-17CS | BOXED,DWR-21-17 CENTER | 847 | 635.25
A21BP | BOXED,DWR-21-XX BACKPAN | 684 | 513
A40-28CS | BOXED SR-40-28 CENTER | 1834 | 1375.5
ACC-HANDLE1-CB | ACCY HNDL,1 BAY,CLSC BR | 72 | 54
ACC-HANDLE1-CN | ACCY HNDL,1 BAY,CLSC NIC | 72 | 54
ACC-HANDLE1-MA | ACCY HNDL,1 BAY,MOD ALUM | 109 | 81.75
ACC-HANDLE1-MAH | ACCY HNDL,1 BAY,MOD ALUM | 109 | 81.75
ACC-HANDLE1-MAT | ACCY HNDL,1 BAY,MOD ALUM | 109 | 81.75
ACC-HANDLE1-MAV | ACCY HNDL,1 BAY,MOD ALUM | 109 | 81.75
ACC-KEY | KEYS FOR ALL DRAWERS(C420 | 8.5 | 6.38
ACC-KNOB1-CB | ACCY KNOB,1 BAY,CLSC BRZ | 42 | 31.5
ACC-KNOB1-CBT | ACCY KNOB,1 BAY,CLSC BRZ | 78 | 58.5
ACC-KNOB1-CBV | ACCY KNOB,1 BAY,CLSC BRZ | 78 | 58.5
ACC-KNOB1-CN | ACCY KNOB,1 BAY,CLSC NKL | 42 | 31.5
ACC-KNOB1-CNT | ACCY KNOB,1 BAY,CLSC NKL | 78 | 58.5
ACC-KNOB1-CNV | ACCY KNOB,1 BAY,CLSC NKL | 80 | 60
ACC-LOCK1-BKH | ACCY LOCK,1 BAY,BLACK | 64 | 48
ACC-LOCK1-BKT | ACCY LOCK,1 BAY,BLACK | 64 | 48
ACC-LOCK1-BKV | ACCY LOCK,1 BAY,BLACK | 64 | 48
ACC-LOCK1-CB | ACCY LOCK,1 BAY,CLSC BRZ | 64 | 48
ACC-LOCK1-CBH | ACCY LOCK,1 BAY,CLSC BRZ | 64 | 48
ACC-LOCK1-CBT | ACCY LOCK,1 BAY,CLSC BRZ | 64 | 48
ACC-LOCK1-CBV | ACCY LOCK,1 BAY,CLSC BRZ | 64 | 48
ACC-LOCK1-MA | ACCY LOCK,1 BAY,MOD ALUM | 64 | 48
ACC-LOCK1-MAH | ACCY LOCK,1 BAY,MOD ALUM | 64 | 48
ACC-LOCK1-MAT | ACCY LOCK,1 BAY,MOD ALUM | 64 | 48
ACC-LOCK1-MAV | ACCY LOCK,1 BAY,MOD ALUM | 64 | 48
ACC-LOCK1-SNH | ACCY LOCK,1 BAY,SAT NIC | 64 | 48
ACC-LOCK1-SNT | ACCY LOCK,1 BAY,SAT NIC | 64 | 48
ACC-LOCK1-SNV | ACCY LOCK,1 BAY,SAT NIC | 64 | 48
ACC-LOCK1-WHH | ACCY LOCK,1 BAY,WHITE | 64 | 48
ACC-LOCK1-WHT | ACCY LOCK,1 BAY,WHITE | 64 | 48
ACC-LOCK1-WHV | ACCY LOCK,1 BAY,WHITE | 64 | 48
AFACE1 | 1SP ANODIZED RSH FACE | 150 | 112.5
AFACE10 | 10SP ALUMINUM RSH FACE ON | 179 | 134.25
AFACE12 | 12SP ALUMINUM RSH FACE ON | 179 | 134.25
AFACE2 | 2SP ALUMINUM RSH FACE ONL | 150 | 112.5
AFACE3 | 3SP ALUMINUM RSH FACE ONL | 150 | 112.5
AFACE4 | 4SP ALUMINUM RSH FACE ONL | 150 | 112.5
AFACE5 | 5SP ALUMINUM RSH FACE ONL | 150 | 112.5
AFACE6 | 6SP ALUMINUM RSH FACE ONL | 179 | 134.25
AFACE7 | 7SP ALUMINUM RSH FACE ONL | 179 | 134.25
AFACE8 | 8SP ALUMINUM RSH FACE ONL | 179 | 134.25
AFACE9 | 9SP ALUMINUM RSH FACE ONL | 179 | 134.25
ANGLE-1 | 1BAY VRK FLOOR ANGLES (PR | 200 | 150
ANGLE-1-36 | 1BAY MRK FLOOR ANGLES(PR) | 246 | 184.5
ANGLE-1-42 | 1BAY MRK FL ANGLE(PR)42" | 246 | 184.5
ANGLE-2-36 | 2BAY MRK FLOOR ANGLES(PR) | 270 | 202.5
ANGLE-3 | 3BAY VRK FLOOR ANGLES (PR | 242 | 181.5
ANGLE-3-36 | 3BAY MRK FLOOR ANGLES(PR) | 297 | 222.75
ANGLE-3-42 | 3BAY MRK FL ANGLE(PR)42" | 297 | 222.75
ANGLE-4 | 4BAY VRK FLOOR ANGLES (PR | 266 | 199.5
ANGLE-4-36 | 4BAY MRK FLOOR ANGLES(PR) | 326 | 244.5
ANGLE-5 | 5BAY VRK FLOOR ANGLES (PR | 293 | 219.75
ANGLE-5-36 | 5BAY MRK FLOOR ANGLES(PR) | 359 | 269.25
AP-2 | 2SP ACCESS PANEL | 62 | 46.5
AP-4 | 4SP ACCESS PANEL | 70.5 | 52.88
AP-6 | 6SP ACCESS PANEL | 88 | 66
AP-KEY | KEYS FOR REAR ACCESS PNL | 9.5 | 7.13
APM-2 | HNGD 2SP ACCESS MNTNG PNL | 85.5 | 64.13
APM-3 | HNGD 3SP ACCESS MNTNG PNL | 91 | 68.25
APM-4 | HNGD 4SP ACCESS MNTNG PNL | 96 | 72
APV-2 | 2SP SLOTTED ACCESS PANEL | 72.5 | 54.38
APV-4 | 4SP SLOTTED ACCESS PANEL | 87 | 65.25
APV-6 | 6SP SLOTTED ACCESS PANEL | 103 | 77.25
AS3-22 | 3SPX22DP ADJ.SHELF, HVY D | 213 | 159.75
ASR-24-28CS | BOXED,SR-24-28 CENTER | 1388 | 1041
ASR-24-XXBP | BOXED,SR-24-XX BACKPAN | 1174 | 880.5
ASR-30 | 30"SLDOUT ROT.SHLF SYSTEM | 1042 | 781.5
ASR-30-HD | 22"USABLE,21"DP,4 SHLVS | 2067 | 1550.25
ASR-36 | 36"SLDOUT ROT.SHLF SYSTEM | 1130 | 847.5
ASR-42 | 42"SLDOUT ROT.SHLF SYSTEM | 1412 | 1059
ASR-42-HD | 31"USABLE,21"DP,6 SHLVS | 2607 | 1955.25
ASR-48 | 48"SLDOUT ROT.SHLF SYSTEM | 1494 | 1120.5
ASR-60-HD | 46"USABLE,21"DP,9 SHLVS | 3255 | 2441.25
AVIP-FK1 | 1SP,AVIP 19"PNL,HORIZ | 65 | 48.75
AVIP-FK2 | 2SP,AVIP 19"PNL,VERT | 76.5 | 57.38
AVIP-SF1 | 1SP,HNG AVIP 19"PNL,HORIZ | 95 | 71.25
AVIP-SF2 | 2SP,HNG AVIP 19"PNL,VERT | 112 | 84
AVIP-UCP | UCP FOR AVIP AND MAAP | 40.5 | 30.38
AX-SXR-15 | 20"DP AX-SXR,15 SPACE | 1910 | 1432.5
AX-SXR-16 | 20"DP AX-SXR,16 SPACE | 1910 | 1432.5
AX-SXR-17 | 20"DP AX-SXR,17 SPACE | 1910 | 1432.5
AX-SXR-18 | 20"DP AX-SXR,18 SPACE | 1910 | 1432.5
AX-SXR-19 | 20"DP AX-SXR,19 SPACE | 1910 | 1432.5
AX-SXR-20 | 20"DP AX-SXR,20 SPACE | 1910 | 1432.5
AX-SXR-21 | 20"DP AX-SXR,21 SPACE | 1910 | 1432.5
AX-SXR-22 | 20"DP AX-SXR,22 SPACE | 1910 | 1432.5
AX-SXR-23 | 20"DP AX-SXR,23 SPACE | 1910 | 1432.5
AX-SXR-24 | 20"DP AX-SXR,24 SPACE | 1910 | 1432.5
AX-SXR-25 | 20"DP AX-SXR,25 SPACE | 1910 | 1432.5
AX-SXR-26 | 20"DP AX-SXR,26 SPACE | 1910 | 1432.5
AX-SXR-27 | 20"DP AX-SXR,27 SPACE | 1910 | 1432.5
AX-SXR-28 | 20"DP AX-SXR,28 SPACE | 1910 | 1432.5
AX-SXR-29 | 20"DP AX-SXR,29 SPACE | 1910 | 1432.5
AX-SXR-30 | 20"DP AX-SXR,30 SPACE | 1910 | 1432.5
AX-SXR-31 | 20"DP AX-SXR,31 SPACE | 1910 | 1432.5
AX-SXR-32 | 20"DP AX-SXR,32 SPACE | 1910 | 1432.5
AX-SXR-33 | 20"DP AX-SXR,33 SPACE | 1910 | 1432.5
AX-SXR-34 | 20"DP AX-SXR,34 SPACE | 1910 | 1432.5
AX-SXR-35 | 20"DP AX-SXR,35 SPACE | 1910 | 1432.5
AX-SXR-36 | 20"DP AX-SXR,36 SPACE | 1910 | 1432.5
AX-SXR-37 | 20"DP AX-SXR,37 SPACE | 1910 | 1432.5
AX-SXR-38 | 20"DP AX-SXR,38 SPACE | 1910 | 1432.5
AX-SXR-39 | 20"DP AX-SXR,39 SPACE | 1910 | 1432.5
AX-SXR-40 | 20"DP AX-SXR,40 SPACE | 1910 | 1432.5
AX-SXR-41 | 20"DP AX-SXR,41 SPACE | 1910 | 1432.5
AX-SXR-42 | 20"DP AX-SXR,42 SPACE | 1910 | 1432.5
AX-SXR-43 | 20"DP AX-SXR,43 SPACE | 1910 | 1432.5
AXS-15 | 20"AX-S,15 SPACE | 1567 | 1175.25
AXS-15-26 | 26"DP AX-S,15 SPACE | 1664 | 1248
AXS-16 | 20"DP AX-S,16 SPACE | 1567 | 1175.25
AXS-16-26 | 26"DP AX-S,16 SPACE | 1664 | 1248
AXS-17 | 20"DP AX-S,17 SPACE | 1567 | 1175.25
AXS-17-26 | 26"DP AX-S,17 SPACE | 1664 | 1248
AXS-18 | 20"DP AX-S,18 SPACE | 1567 | 1175.25
AXS-18-26 | 26"DP AX-S,18 SPACE | 1664 | 1248
AXS-19 | 20"DP AX-S,19 SPACE | 1567 | 1175.25
AXS-19-26 | 26"DP AX-S,19 SPACE | 1664 | 1248
AXS-20 | 20"DP AX-S,20 SPACE | 1567 | 1175.25
AXS-20-26 | 26"DP AX-S,20 SPACE | 1664 | 1248
AXS-21 | 20"DP AX-S,21 SPACE | 1567 | 1175.25
AXS-21-26 | 26"DP AX-S,21 SPACE | 1664 | 1248
AXS-22 | 20"DP AX-S,22 SPACE | 1567 | 1175.25
AXS-22-26 | 26"DP AX-S,22 SPACE | 1664 | 1248
AXS-23 | 20"DP AX-S,23 SPACE | 1567 | 1175.25
AXS-23-26 | 26"DP AX-S,23 SPACE | 1664 | 1248
AXS-24 | 20"DP AX-S,24 SPACE | 1567 | 1175.25
AXS-24-26 | 26"DP AX-S,24 SPACE | 1664 | 1248
AXS-25 | 20"DP AX-S,25 SPACE | 1567 | 1175.25
AXS-25-26 | 26"DP AX-S,25 SPACE | 1664 | 1248
AXS-26 | 20"DP AX-S,26 SPACE | 1567 | 1175.25
AXS-26-26 | 26"DP AX-S,26 SPACE | 1664 | 1248
AXS-27 | 20"DP AX-S,27 SPACE | 1567 | 1175.25
AXS-27-26 | 26"DP AX-S,27 SPACE | 1664 | 1248
AXS-28 | 20"DP AX-S,28 SPACE | 1567 | 1175.25
AXS-28-26 | 26"DP AX-S,28 SPACE | 1664 | 1248
AXS-29 | 20"DP AX-S,29 SPACE | 1567 | 1175.25
AXS-29-26 | 26"DP AX-S,29 SPACE | 1664 | 1248
AXS-30 | 20"DP AX-S,30 SPACE | 1567 | 1175.25
AXS-30-26 | 26"DP AX-S,30 SPACE | 1664 | 1248
AXS-31 | 20"DP AX-S,31 SPACE | 1567 | 1175.25
AXS-31-26 | 26"DP AX-S,31 SPACE | 1664 | 1248
AXS-32 | 20"DP AX-S,32 SPACE | 1567 | 1175.25
AXS-32-26 | 26"DP AX-S,32 SPACE | 1664 | 1248
AXS-33 | 20"DP AX-S,33 SPACE | 1567 | 1175.25
AXS-33-26 | 26"DP AX-S,33 SPACE | 1664 | 1248
AXS-34 | 20"DP AX-S,34 SPACE | 1567 | 1175.25
AXS-34-26 | 26"DP AX-S,34 SPACE | 1664 | 1248
AXS-35 | 20"DP AX-S,35 SPACE | 1567 | 1175.25
AXS-35-26 | 26"DP AX-S,35 SPACE | 1664 | 1248
AXS-36 | 20"DP AX-S,36 SPACE | 1567 | 1175.25
AXS-36-26 | 26"DP AX-S,36 SPACE | 1664 | 1248
AXS-37 | 20"DP AX-S,37 SPACE | 1567 | 1175.25
AXS-37-26 | 26"DP AX-S,37 SPACE | 1664 | 1248
AXS-38 | 20"DP AX-S,38 SPACE | 1567 | 1175.25
AXS-38-26 | 26"DP AX-S,38 SPACE | 1664 | 1248
AXS-39 | 20"DP AX-S,39 SPACE | 1567 | 1175.25
AXS-39-26 | 26"DP AX-S,39 SPACE | 1664 | 1248
AXS-40 | 20"DP AX-S,40 SPACE | 1567 | 1175.25
AXS-40-26 | 26"DP AX-S,40 SPACE | 1664 | 1248
AXS-41 | 20"DP AX-S,41 SPACE | 1567 | 1175.25
AXS-41-26 | 26"DP AX-S,41 SPACE | 1664 | 1248
AXS-42 | 20"DP AX-S,42 SPACE | 1567 | 1175.25
AXS-42-26 | 26"DP AX-S,42 SPACE | 1664 | 1248
AXS-43 | 20"DP AX-S,43 SPACE | 1567 | 1175.25
AXS-43-26 | 26"DP AX-S,43 SPACE | 1664 | 1248
AXS-CC-T25 | AXS CABLE CARRIERS FOR USE WITH TRACK25 | 174 | 130.5
AXS-FAN | SLIM FAN TO FIT IN AXS SE | 116 | 87
AXS-FAN-119 | SLIM FAN,220V,TO FIT AXS | 116 | 87
AXS-FAN-K | AXS,AX-SXR FAN KIT,2 FANS | 225 | 168.75
AXS-GG16 | AXS GASKET & GUIDE 16"D | 256 | 192
AXS-GG20 | AXS GASKET & GUIDE 20"D | 256 | 192
AXS-GG26 | AXS GASKET & GUIDE 26"D | 256 | 192
AXS-IR-3827-20 | AXS-35 IN RACK 3827 | 2907 | 2180.25
AXS-IR-3832-26 | AXS-35-26 IN RACK 3832 | 3125 | 2343.75
AXS-IR-4127-20 | AXS-38 IN RACK 4127 | 2989 | 2241.75
AXS-IR-4132-26 | AXS-38-26 IN RACK 4132 | 3342 | 2506.5
AXS-IR-4527-20 | AXS-42 IN RACK 4527 | 3062 | 2296.5
AXS-IR-4532-26 | AXS-42-26 IN RACK 4532 | 3573 | 2679.75
AXS-IR-Z4K | AXS IR 38-45RU SEISMIC KIT | 339 | 254.25
AXS-WT25 | AXS CBLCAR WIRE TRAY 25" | 103 | 77.25
AXS-WT50 | AXS CBLCAR WIRE TRAY 50" | 126 | 94.5
BANA2 | BANANA (2) PORT UCP PNL | 27.5 | 20.63
BANA4 | BANANA (4) PORT UCP PNL | 27.5 | 20.63
BANA6 | BANANA (6) PORT UCP PNL | 27.5 | 20.63
BANGLE-1 | 1BAY BGR FLOOR ANGLES[PR] | 200 | 150
BANGLE-1-38 | 1BAYBGR FLRANGLES (PR)38" | 246 | 184.5
BANGLE-2 | 2BAY BGR FLOOR ANGLES[PR] | 219 | 164.25
BANGLE-2-38 | 2 BAY BGR FLOOR ANGLES,38D | 240 | 180
BANGLE-3 | 3BAY BGR FLOOR ANGLES[PR] | 242 | 181.5
BANGLE-3-38 | 3BAYBGR FLRANGLES (PR)38" | 297 | 222.75
BANGLE-4 | 4BAY BGR FLOOR ANGLES[PR] | 266 | 199.5
BANGLE-4-38 | 4BAYBGR FLRANGLES (PR)38" | 326 | 244.5
BANGLE-5 | 5BAY BGR FLOOR ANGLES[PR] | 293 | 219.75
BANGLE-5-38 | 5BAYBGR FLRANGLES (PR)38" | 332 | 249
BB-12 | 12SP SOLID COPPER BUSSBAR | 154 | 115.5
BB-40 | 40SP SOLID COPPER BUSSBAR | 375 | 281.25
BB-44-1 | COPPER BUS BAR,44SPX1 | 308 | 231
BB-5254-1 | BUSS BAR,52/54SPX1"W | 423 | 317.25
BB-G40-1 | COPPER BUSS BAR,40SPX1" | 273 | 204.75
BB-G44-1 | COPPER BUSS BAR,44SPX1" | 285 | 213.75
BB-G48-1 | COPPER BUSS BAR,48SPX1" | 304 | 228
BB-G52-1 | COPPER BUSS BAR,52SPX1" | 308 | 231
BFD-19 | 19SP,SOLID FRONT DOOR | 260 | 195
BFD-25 | 25SP,SOLID FRONT DOOR | 326 | 244.5
BFD-38 | 38SP,SOLID FRONT DOOR | 406 | 304.5
BFD-41 | 41SP,SOLID FRONT DOOR | 421 | 315.75
BFD-45 | 45SP,SOLID FRONT DOOR | 435 | 326.25
BG17 | BRUSH GASKET 17'ROLL | 43.5 | 32.63
BGR-1927 | 19SP27D MULTIBAY BGR RACK | 1389 | 1041.75
BGR-1927LRD | 19SP27D MULTBY BGR RK LRD | 1300 | 975
BGR-19SA-27 | 19SP/27DP STAND ALONE BGR | 1529 | 1146.75
BGR-19SA-27LRD | 19SP27DP LRD,STAND ALONE | 1457 | 1092.75
BGR-19SA27MDK-GS | 19SP,27DP,PLEXI D&GS TOP | 3104 | 2328
BGR-19SA27MDK-NM | 19SP,27DP,PLEXI D&NM TOP | 2569 | 1926.75
BGR-19SA27MDK-NT | 19SP,27DP,PLEXI D&NT TOP | 2569 | 1926.75
BGR-19SA27MDK-SG | 19SP,27DP,PLEXI D&SG TOP | 3104 | 2328
BGR-2527 | 25SP/27D MULTIBAY BGR RK | 1420 | 1065
BGR-2527LRD | 25SP/27D MULTIBAY BGR LRD | 1317 | 987.75
BGR-2532 | 25SP/32D MULTIBAY BGR RK | 1562 | 1171.5
BGR-2532LRD | 25SP/32D MULTIBAY BGR LRD | 1459 | 1094.25
BGR-25SA-27 | 25SP/27D STAND ALONE BGR | 1624 | 1218
BGR-25SA-27LRD | 25SP/27D LRD,STAND ALONE | 1523 | 1142.25
BGR-25SA-32 | 25SP/32D STAND ALONE BGR | 1756 | 1317
BGR-25SA-32LRD | 25SP/32D LRD,STAND ALONE | 1653 | 1239.75
BGR-25SA27MDK-GS | 25SP,27DP,PLEXI D&GS TOP | 3260 | 2445
BGR-25SA27MDK-NM | 25SP,27DP,PLEXI D&NM TOP | 3260 | 2445
BGR-25SA27MDK-NT | 25SP,27DP,PLEXI D&NT TOP | 3260 | 2445
BGR-25SA27MDK-SG | 25SP,27DP,PLEXI D&SG TOP | 3260 | 2445
BGR-25SA32MDK-GS | 25SP,32DP,PLEXI D&GS TOP | 3436 | 2577
BGR-25SA32MDK-SG | 25SP,32DP,PLEXI D&SG TOP | 3436 | 2577
BGR-276FT | BGR 276CFM FAN TOP | 639 | 479.25
BGR-276FT-FC | BGR 276CFM FAN TOP W/FC | 851 | 638.25
BGR-3827 | 38SP/27D MULTIBAY BGR RK | 1655 | 1241.25
BGR-3827-AV | 38SP/27D CONFIG AV RACK | 4240 | 3180
BGR-3827-FWD | 38SP/27D CONFIG FORWARD | 7993 | 5994.75
BGR-3827LRD | 38SP/27D MULTIBAY BGR LRD | 1533 | 1149.75
BGR-3832 | 38SP/32D MULTIBAY BGR RK | 1900 | 1425
BGR-3832-AV | 38SP/32D CONFIG AV RACK | 4695 | 3521.25
BGR-3832-FWD | 38 SPACE, 32"DEEP CONFIG RACK,A/V | 8451 | 6338.25
BGR-3832LRD | 38SP/32D MULTIBAY BGR LRD | 1780 | 1335
BGR-38SA-27 | 38SP/27D STAND ALONE BGR | 1834 | 1375.5
BGR-38SA-27LRD | 38SP/27D LRD,STAND ALONE | 1716 | 1287
BGR-38SA-32 | 38SP/32D STAND ALONE BGR | 2124 | 1593
BGR-38SA-32LRD | 38SP/32D LRD,STAND ALONE | 2005 | 1503.75
BGR-41-EXT3 | 41SP 3"D F/R DOOR EXTNDER | 437 | 327.75
BGR-4127 | 41SP/27D MULTIBAY BGR RK | 1721 | 1290.75
BGR-4127LRD | 41SP/27D MULTIBAY BGR LRD | 1587 | 1190.25
BGR-4132 | 41SP/32D MULTIBAY BGR RK | 2046 | 1534.5
BGR-4132LRD | 41SP/32D MULTIBAY BGR LRD | 1912 | 1434
BGR-4138 | 41SP/38D MULTIBAY BGR RK | 2334 | 1750.5
BGR-4138LRD | 41SP/38D MULTIBAY BGR LRD | 2201 | 1650.75
BGR-41SA-27 | 41SP/27D STAND ALONE BGR | 2114 | 1585.5
BGR-41SA-27LRD | 41SP/27D LRD,STAND ALONE | 1978 | 1483.5
BGR-41SA-32 | 41SP/32D STAND ALONE BGR | 2199 | 1649.25
BGR-41SA-32LRD | 41SP/32D LRD,STAND ALONE | 2063 | 1547.25
BGR-45-EXT3 | 45SP 3"D F/R DOOR EXTNDER | 458 | 343.5
BGR-4527 | 45SP/27D MULTIBAY BGR RK | 1857 | 1392.75
BGR-4527-AV | 45SP/27D CONFIG AV RACK | 4370 | 3277.5
BGR-4527-FWD | 45SP/27D CONFIG FORWARD | 8170 | 6127.5
BGR-4527LRD | 45SP/27D MULTIBAY BGR LRD | 1716 | 1287
BGR-4532 | 45SP/32D MULTIBAY BGR RK | 2110 | 1582.5
BGR-4532-AV | 45 SPACE, 32"DEEP CONFIG RACK,A/V | 4736 | 3552
BGR-4532-FWD | FORWARD,45 SPACE,32"DEEP CONFIG RACK | 8570 | 6427.5
BGR-4532LRD | 45SP/32D MULTIBAY BGR LRD | 1966 | 1474.5
BGR-4538 | 45SP/38D MULTIBAY BGR RK | 2390 | 1792.5
BGR-4538-BCST | BROADCAST,45RU,38"DEEP CONFIG RACK | 2485 | 1863.75
BGR-4538LRD | 45SP/38D MULTIBAY BGR LRD | 2248 | 1686
BGR-4538LRD-BCST | BROADCAST,45RU,38"DEEP CONFIG RACK,LRD | 2337 | 1752.75
BGR-45SA-27 | 45SP/27D STAND ALONE BGR | 2223 | 1667.25
BGR-45SA-27LRD | 45SP/27D LRD,STAND ALONE | 2083 | 1562.25
BGR-45SA-32 | 45SP/32D STAND ALONE BGR | 2372 | 1779
BGR-45SA-32LRD | 45SP/32D LRD,STAND ALONE | 2229 | 1671.75
BGR-552FT | BGR 552CFM FAN TOP | 697 | 522.75
BGR-552FT-FC | BGR 552CFM FAN TOP W/FC | 912 | 684
BGR-CC-27LT | 27DP,SOLID CC TOP,LKOS | 69.5 | 52.13
BGR-CC-32LT | 32DP,SOLID CC TOP,LKOS | 75.5 | 56.63
BGR-CC-38FB | 38SP CABLE CHASE, FR/BK | 231 | 173.25
BGR-CC-38LT | 38DP,SOLID CC TOP,LKOS | 78.5 | 58.88
BGR-CC-41FB | 41SP CABLE CHASE, FR/BK | 262 | 196.5
BGR-CC-45FB | 45SP CABLE CHASE, FR/BK | 287 | 215.25
BGR-DT9 | BGR DUCTCOOL TOP 9SP PNL | 96 | 72
BGR-ISO | BGR ISOLATION KIT | 87 | 65.25
BGR-ISO-Z4 | BGR SEISMIC ISO KIT | 151 | 113.25
BGR-LVT9 | 9SP,LARGE VENTED TOP PNL | 91 | 68.25
BGR-RD19 | 19SP BGR REAR DOOR | 90 | 67.5
BGR-RD25 | 25SP BGR REAR DOOR | 108 | 81
BGR-RD38 | 38SP BGR REAR DOOR | 126 | 94.5
BGR-RD41 | 41SP BGR REAR DOOR | 136 | 102
BGR-RD45 | 45SP BGR REAR DOOR | 476 | 357
BGR-RDC19 | 19SP BGR REAR CABLE DOOR | 299 | 224.25
BGR-RDC25 | 25SP BGR REAR CABLE DOOR | 322 | 241.5
BGR-RDC38 | 38SP BGR REAR CABLE DOOR | 369 | 276.75
BGR-RDC41 | 41SP BGR REAR CABLE DOOR | 384 | 288
BGR-RDC45 | 45SP BGR REAR CABLE DOOR | 396 | 297
BGR-RR19 | 19SP,BGR ADDL RAIL,PAIR | 141 | 105.75
BGR-RR25 | 25SP,BGR ADDL RAIL,PAIR | 163 | 122.25
BGR-RR38 | 38SP,BGR ADDL RAIL,PAIR | 180 | 135
BGR-RR41 | 41SP,BGR ADDL RAIL,PAIR | 192 | 144
BGR-RR45 | 45SP,BGR ADDL RAIL,PAIR | 206 | 154.5
BGR-STP3 | 3SP SOLID TOP PANEL ALUM | 34 | 25.5
BGR-STP4 | 4SP SOLID TOP PANEL ALUM | 36.5 | 27.38
BGR-STP9 | 9SP SOLID TOP PANEL STEEL | 76.5 | 57.38
BGR-STPG | TOP KIT,BGR-SA,19SP/27DP | 149 | 111.75
BGR-TEMP-32 | 32" DEEP BGR TEMPLATE | 78.5 | 58.88
BGR-TRIM19 | 19SP BGR TRIM | 71.5 | 53.63
BGR-TRIM19B | 19SP BGR TRIM,BLACK | 71.5 | 53.63
BGR-TRIM25 | 25SP BGR TRIM | 99 | 74.25
BGR-TRIM25B | 25SP BGR TRIM,BLACK | 78.5 | 58.88
BGR-TRIM38 | 38SP BGR TRIM | 116 | 87
BGR-TRIM38B | 38SP BGR TRIM,BLACK | 79.5 | 59.63
BGR-TRIM41 | 41SP BGR TRIM | 136 | 102
BGR-TRIM41B | 41SP BGR TRIM,BLACK | 80.5 | 60.38
BGR-TRIM45 | 45SP BGR TRIM | 147 | 110.25
BGR-TRIM45B | 45SP BGR TRIM,BLACK | 147 | 110.25
BGR-TRR4 | 4SP,BGR TOP RAIL REDUCER | 31 | 23.25
BGR-TRR9 | 9SP,BGR TOP RAIL REDUCER | 48.5 | 36.38
BGR-Z4 | EGR SEISMIC BRACKETS | 67 | 50.25
BL1 | 1SP FLANGED ALUM ANOD BLA | 34 | 25.5
BL1-H | 1SP BLK ANO HANDLE PANEL | 53 | 39.75
BL1/2 | 1/2SP FLANGED BLANK ANO | 30 | 22.5
BL1/3 | 1/3SP FLANGED BLANK ANO | 27 | 20.25
BL2 | 2SP FLANGED ALUM ANOD BLA | 38.5 | 28.88
BL3 | 3SP FLANGED ALUM ANOD BLA | 44.5 | 33.38
BL4 | 4SP FLANGED ALUM ANOD BLA | 54 | 40.5
BMF-FAN10 | HIGH OUTPUT 10 FAN | 448 | 336
BPFD-19 | 19SP,PLEXI FRONT DOOR | 538 | 403.5
BPFD-25 | 25SP,PLEXI FRONT DOOR | 565 | 423.75
BPFD-38 | 38SP,PLEXI FRONT DOOR | 860 | 645
BPFD-41 | 41SP,PLEXI FRONT DOOR | 913 | 684.75
BPFD-45 | 45SP,PLEXI FRONT DOOR | 979 | 734.25
BR1 | 1SP PANEL W/BRUSH GROMMET | 88 | 66
BR2 | 2SP BRUSH GROMMET PANEL | 110 | 82.5
BRK10 | 10SP (17.5") RACK,18"DEEP | 278 | 208.5
BRK12 | 12SP(21)RACK, 18DEEP | 290 | 217.5
BRK12-22 | 12SP(21)RACK,22 DEEP | 393 | 294.75
BRK12-28 | 12SP(21)RACK,28 DEEP | 530 | 397.5
BRK14 | 14SP (24.5") RACK,18"DEEP | 305 | 228.75
BRK16 | 16SP(28)RACK, 18DEEP | 324 | 243
BRK16-22 | 16SP(28)RACK,22 DEEP | 435 | 326.25
BRK16-28 | 16SP(28)RACK,28 DEEP | 563 | 422.25
BRK20 | 20SP(35)RACK, 18DEEP | 341 | 255.75
BRK20-22 | 20SP(35)RACK,22 DEEP | 460 | 345
BRK20-28 | 20SP(35)RACK,28 DEEP | 628 | 471
BRK28-22 | 28SP(49)RACK,22 DEEP | 521 | 390.75
BRK28-28 | 28SP(49)RACK,28 DEEP | 708 | 531
BRK6 | 6SP (10.5") RACK,18"DEEP | 255 | 191.25
BRK8 | 8SP(14)RACK, 18DEEP | 267 | 200.25
BRK8-22 | 8SP(14)RACK,22 DEEP | 378 | 283.5
BS-BGR | BGR INNER PLATFORM BASE | 139 | 104.25
BS-MRK-26 | INNER RISER BASE FOR MRK | 188 | 141
BS-MRK-31 | INNER RISER BASE FOR MRK | 206 | 154.5
BS-MRK-36 | INNER RISER BASE FOR MRK | 277 | 207.75
BS-MRK-42 | INNER PLTFRM BASE,42"MRK | 373 | 279.75
BS-WRK-27 | INNER RISER BASE FOR WRK | 204 | 153
BS-WRK-32 | INNER RISER BASE FOR WRK | 235 | 176.25
BSPN-19-27 | 19SP 27DP BGR SIDE PANELS | 583 | 437.25
BSPN-25-27 | 25SP 27DP BGR SIDE PANELS | 610 | 457.5
BSPN-25-32 | 25SP 32DP BGR SIDE PANELS | 656 | 492
BSPN-38-27 | 38SP 27DP BGR SIDE PANELS | 730 | 547.5
BSPN-38-32 | E8SP 32DP BGR SIDE PANELS | 989 | 741.75
BSPN-41-27 | E1SP 27DP BGR SIDE PANELS | 794 | 595.5
BSPN-41-32 | 51SP 32DP BGR SIDE PANELS | 1068 | 801
BSPN-41-38 | 41SP 38DP BGR SIDE PANELS | 1315 | 986.25
BSPN-45-27 | 45SP 27DP BGR SIDE PANELS | 824 | 618
BSPN-45-32 | 45SP 32DP BGR SIDE PANELS | 1105 | 828.75
BSPN-45-38 | 45SP 38DP BGR SIDE PANELS | 1375 | 1031.25
BVFD-19 | 19SP,VENT FRONT DOOR | 419 | 314.25
BVFD-25 | 25SP,VENT FRONT DOOR | 454 | 340.5
BVFD-38 | 38SP,VENT FRONT DOOR | 563 | 422.25
BVFD-41 | 41SP,VENT FRONT DOOR | 598 | 448.5
BVFD-45 | 45SP,VENT FRONT DOOR | 649 | 486.75
BXWM18TB | BOXED WM 18DP TOP/BOT | 262 | 196.5
C3-24-DCVR-BK | C3,24,DUAL,COVER,BLACK | 276 | 207
C3-24-LD1U | C3,24,LG SNGL DISP MT,UNV | 1427 | 1070.25
C3-24-LD2U | C3,24,LG DUAL DISP MT,UNV | 2171 | 1628.25
C3-24-SCVR-BK | C3,24,SINGLE,COVER,BLACK | 177 | 132.75
C3-32-DCVR-BK | C3,32,DUAL,COVER,BLACK | 276 | 207
C3-32-LD1U | C3,32,LG SNGL DISP MT,UNV | 1489 | 1116.75
C3-32-LD2U | C3,32,LG DUAL DISP MT,UNV | 2233 | 1674.75
C3-32-SCVR-BK | C3,32,SINGLE,COVER,BLACK | 249 | 186.75
C3-FANKIT | C3,FANKIT,69CFM | 162 | 121.5
C3-FF24-1 | C3 FRAME,1 BAY,24"H,V2 | 560 | 420
C3-FF24-2 | C3 FRAME,2 BAY,24"H,V2 | 1179 | 884.25
C3-FF24-3 | C3 FRAME,3 BAY,24"H,V2 | 1800 | 1350
C3-FF24-4 | C3 FRAME,4 BAY,24"H,V2 | 2295 | 1721.25
C3-FF32-1 | C3 FRAME,1 BAY,32"H,V2 | 557 | 417.75
C3-FF32-2 | C3 FRAME,2 BAY,32"H,V2 | 1240 | 930
C3-FF32-3 | C3 FRAME,3 BAY,32"H,V2 | 1860 | 1395
C3-FF32-4 | C3 FRAME,4 BAY,32"H,V2 | 2480 | 1860
C3-GANGKIT-1 | C3,GANGKIT,HDWRE,ONE JOINT | 26 | 19.5
C3-HPNL-1DSP-BK | C3,HORIZ,PNL,1DISPLAY,BK | 64 | 48
C3-HPNL-1DSP-SM | C3,HORIZ,PNL,1DISPLAY,SM | 64 | 48
C3-HPNL-1DSP-WH | C3,HORIZ,PNL,1DISPLAY,WH | 64 | 48
C3-HPNL-2DSP-BK | C3,HORIZ,PNL,2DISPLAY,BK | 83 | 62.25
C3-HPNL-2DSP-SM | C3,HORIZ,PNL,2DISPLAY,SM | 89 | 66.75
C3-HPNL-2DSP-WH | C3,HORIZ,PNL,2DISPLAY,WH | 89 | 66.75
C3-LOCKKIT-BK | C3,LOCK KIT,BLACK | 31 | 23.25
C3-LOCKKIT-WH | C3,LOCK KIT,WHITE | 31 | 23.25
C3-SHELFKIT | C3,WOOD SHELFKIT,1BAY | 249 | 186.75
C3-WWHK1-24 | C3-WDWRKRS KIT,1BAY,24 IN | 168 | 126
C3-WWHK1-32 | C3-WDWRKRS KIT,1BAY,32 IN | 168 | 126
C3-WWHK2-24 | C3-WDWRKRS KIT,2BAY,24 IN | 228 | 171
C3-WWHK2-32 | C3-WDWRKRS KIT,2BAY,32 IN | 228 | 171
C3-WWHK3-24 | C3-WDWRKRS KIT,3BAY,24 IN | 289 | 216.75
C3-WWHK3-32 | C3-WDWRKRS KIT,3BAY,32 IN | 289 | 216.75
C3-WWHK4-24 | C3-WDWRKRS KIT,4BAY,24 IN | 269 | 201.75
C3-WWHK4-32 | C3-WDWRKRS KIT,4BAY,32 IN | 359 | 269.25
C3K1D1HA0D7ZPLWH | C3K,1X10X32,M,H,A0,D7,LWH | 1551 | 1163.25
C3K1D1HA3D4ZPLBK | C3K,1X10X32,M,H,A3,D4,LBK | 2071 | 1553.25
C3K1D1HB9A6ZPLBK | C3K,1X10X32,M,H,B9,A6,LBK | 1551 | 1163.25
C3K2D1HA0D7ZPLWH | C3K,2X10X32,M,H,A0,D7,LWH | 2146 | 1609.5
C3K2D1HA3D4ZPLBK | C3K,2X10X32,M,H,A3,D4,LBK | 2666 | 1999.5
C3K2D1HB9A6ZPLBK | C3K,2X10X32,M,H,B9,A6,LBK | 2146 | 1609.5
C3K3D1HA0D7ZPLWH | C3K,3X10X32,M,H,A0,D7,LWH | 2743 | 2057.25
C3K3D1HA3D4ZPLBK | C3K,3X10X32,M,H,A3,D4,LBK | 3263 | 2447.25
C3K3D1HB9A6ZPLBK | C3K,3X10X32,M,H,B9,A6,LBK | 2743 | 2057.25
C3K4D1HA0D7ZPLWH | C3K,4X10X32,M,H,A0,D7,LWH | 3338 | 2503.5
C3K4D1HA3D4ZPLBK | C3K,4X10X32,M,H,A3,D4,LBK | 3858 | 2893.5
C3K4D1HB9A6ZPLBK | C3K,4X10X32,M,H,B9,A6,LBK | 3338 | 2503.5
C3TECHKIT4-SO | C3,RACKKIT,4RU,SLIDEOUT | 767 | 575.25
C3TECHKIT4-ST | C3,RACKKIT,4RU,STATIONARY | 464 | 348
C5-1BAY-BLWRKIT | C5,1 BAY,BLOWER,KIT | 210 | 157.5
C5-2731-LD2-62 | C5,LG DUAL DSPLY,FITS 27-31D,C5,62HT | 1768 | 1326
C5-2731-LD2-75 | C5,LG DUAL DSPLY,FITS 27-31D,C5,75HT | 1976 | 1482
C5-2731-XLD1-62 | C5,XL SINGLE DSPLY,FITS 27-31D,C5,62HT | 1508 | 1131
C5-2731-XLD1-75 | C5,XL SINGLE DSPLY,FITS 27-31D,C5,75HT | 1612 | 1209
C5-2731-XLD2-62 | C5,XL DUAL DSPLY,FITS 27-31D,C5,62HT | 1924 | 1443
C5-2731-XLD2-75 | C5,XL DUAL DSPLY,FITS 27-31D,C5,75HT | 2080 | 1560
C5-2BAY-BLWRKIT | C5,2 BAY,BLOWER,KIT | 284 | 213
C5-3BAY-BLWRKIT | C5,3 BAY,BLOWER,KIT | 361 | 270.75
C5-ARB | C5 ADJUSTABLE RAIL BRKT | 92 | 69
C5-ARB27 | 27D,C5 ADJ RAIL BRKT | 109 | 81.75
C5-ARB31 | 31D,C5 ADJ RAIL BRKT | 119 | 89.25
C5-CG | C5 CABLE GROMMET | 26 | 19.5
C5-CG-H | C5 CABLE GROMMET | 31 | 23.25
C5-CG-V | C5 CABLE GROMMET | 31 | 23.25
C5-EXT-3 | C5 3D,1 BAY REAR DOOR EXT | 245 | 183.75
C5-FF22-1 | C5 FURN FRAME,22D,1 BAY | 1945 | 1458.75
C5-FF22-2 | C5 FURN FRAME,22D,2 BAY | 2430 | 1822.5
C5-FF22-3 | C5 FURN FRAME,22D,3 BAY | 3029 | 2271.75
C5-FF27-1 | C5 FURN FRAME,27D,1 BAY | 2149 | 1611.75
C5-FF27-2 | C5 FURN FRAME,27D,2 BAY | 2697 | 2022.75
C5-FF27-3 | C5 FURN FRAME,27D,3 BAY | 3386 | 2539.5
C5-FF31-1 | C5 FURN FRAME,31D,1 BAY | 2328 | 1746
C5-FF31-2 | C5 FURN FRAME,31D,2 BAY | 2903 | 2177.25
C5-FF31-3 | C5 FURN FRAME,31D,3 BAY | 3618 | 2713.5
C5-FS22-HA0 | 22D,C5 FLPSHLF,H,5TH AVE | 540 | 405
C5-FS22-HA3 | 22D,C5 FLPSHLF,H,ASIAN N | 540 | 405
C5-FS22-HA7 | 22D,C5 FLPSHLF,H,BRT WHT | 540 | 405
C5-FS22-HB3 | 22D,C5 FLPSHLF,H,GLAM CHE | 540 | 405
C5-FS22-HB7 | 22D,C5 FLPSHLF,H,LIMB MAP | 540 | 405
C5-FS22-HB9 | 22D,C5 FLPSHLF,H,MONT WAL | 540 | 405
C5-FS22-HC9 | 22D,C5 FLPSHLF,H,VERS ANI | 540 | 405
C5-FS22-HD2 | 22D,C5 FLPSHLF,H,WHT ASH | 540 | 405
C5-KEY | (2)C415A KEYS,C5/L5 | 13 | 9.75
C5-KEY2 | (2)100T KEYS,C5 FRONT DR | 15 | 11.25
C5-KFS27-V00 | C5,KLS,FLPSH,27,VN,NOIR S | 606 | 454.5
C5-KFS27-V01 | C5,KLS,FLPSH,27,VN,SC CHE | 606 | 454.5
C5-KFS27-V02 | C5,KLS,FLPSH,27,VN,DEM WA | 606 | 454.5
C5-KFS27-V03 | C5,KLS,FLPSH,27,VN,MNK CH | 606 | 454.5
C5-KFS27-V04 | C5,KLS,FLPSH,27,VN,SNDYMP | 606 | 454.5
C5-KFS27-V05 | C5,KLS,FLPSH,27,VN,CR SAP | 606 | 454.5
C5-KFS27-V06 | C5,KLS,FLPSH,27,VN,LATE W | 606 | 454.5
C5-KFS27-V07 | C5,KLS,FLPSH,27,VN,SEPIAW | 606 | 454.5
C5-KFS27-V08 | C5,KLS,FLPSH,27,VN,ASHNWA | 606 | 454.5
C5-KFS27-V09 | C5,KLS,FLPSH,27,VN,TITWAL | 606 | 454.5
C5-KFS31-V00 | C5,KLS,FLPSH,31,VN,NOIR S | 654 | 490.5
C5-KFS31-V01 | C5,KLS,FLPSH,31,VN,SC CHE | 654 | 490.5
C5-KFS31-V02 | C5,KLS,FLPSH,31,VN,DEM WA | 654 | 490.5
C5-KFS31-V03 | C5,KLS,FLPSH,31,VN,MNK CH | 654 | 490.5
C5-KFS31-V04 | C5,KLS,FLPSH,31,VN,SNDYMP | 654 | 490.5
C5-KFS31-V05 | C5,KLS,FLPSH,31,VN,CR SAP | 654 | 490.5
C5-KFS31-V06 | C5,KLS,FLPSH,31,VN,LATE W | 654 | 490.5
C5-KFS31-V07 | C5,KLS,FLPSH,31,VN,SEPIAW | 654 | 490.5
C5-KFS31-V08 | C5,KLS,FLPSH,31,VN,ASHNWA | 654 | 490.5
C5-KFS31-V09 | C5,KLS,FLPSH,31,VN,TITWAL | 654 | 490.5
C5-MFS27-HA0 | C5,MOD,FLIPSHELF,27IN,HPL,5TH AVE ELM | 586 | 439.5
C5-MFS27-HA1 | C5,MOD,FLIPSHELF,27IN,HPL,AGED ASH | 586 | 439.5
C5-MFS27-HA2 | C5,MOD,FLIPSHELF,27IN,HPL,ADAPT MUSE | 586 | 439.5
C5-MFS27-HA3 | C5,MOD,FLIPSHELF,27IN,HPL,ASIAN NIGHT | 586 | 439.5
C5-MFS27-HA4 | C5,MOD,FLIPSHELF,27IN,HPL,BEIGE | 586 | 439.5
C5-MFS27-HA5 | C5,MOD,FLIPSHELF,27IN,HPL,BLACK | 586 | 439.5
C5-MFS27-HA6 | C5,MOD,FLIPSHELF,27IN,HPL,BLCKENED LENGO | 586 | 439.5
C5-MFS27-HA7 | C5,MOD,FLIPSHELF,27IN,HPL,BRITE WHITE | 586 | 439.5
C5-MFS27-HA8 | C5,MOD,FLIPSHELF,27IN,HPL,CITADEL | 586 | 439.5
C5-MFS27-HA9 | C5,MOD,FLIPSHELF,27IN,HPL,EARTHWASH | 586 | 439.5
C5-MFS27-HB0 | C5,MOD,FLIPSHELF,27IN,HPL,ESPRESSO PEAR | 586 | 439.5
C5-MFS27-HB1 | C5,MOD,FLIPSHELF,27IN,HPL,FLAX GAUZE | 586 | 439.5
C5-MFS27-HB2 | C5,MOD,FLIPSHELF,27IN,HPL,FONTHILL PEAR | 586 | 439.5
C5-MFS27-HB3 | C5,MOD,FLIPSHELF,27IN,HPL,GLAMOUR CHERRY | 586 | 439.5
C5-MFS27-HB4 | C5,MOD,FLIPSHELF,27IN,HPL,GREY | 586 | 439.5
C5-MFS27-HB5 | C5,MOD,FLIPSHELF,27IN,HPL,HIGHLINE | 586 | 439.5
C5-MFS27-HB6 | C5,MOD,FLIPSHELF,27IN,HPL,LIGHT BEIGE | 586 | 439.5
C5-MFS27-HB7 | C5,MOD,FLIPSHELF,27IN,HPL,LIMBER MAPLE | 586 | 439.5
C5-MFS27-HB8 | C5,MOD,FLIPSHELF,27IN,HPL,MAMBO | 586 | 439.5
C5-MFS27-HB9 | C5,MOD,FLIPSHELF,27IN,HPL,MONTANA WALNUT | 586 | 439.5
C5-MFS27-HC0 | C5,MOD,FLIPSHELF,27IN,HPL,NEUTRAL WEFT | 586 | 439.5
C5-MFS27-HC1 | C5,MOD,FLIPSHELF,27IN,HPL,OILED LENGO | 586 | 439.5
C5-MFS27-HC2 | C5,MOD,FLIPSHELF,27IN,HPL,PECAN WOODLINE | 586 | 439.5
C5-MFS27-HC3 | C5,MOD,FLIPSHELF,27IN,HPL,PERLATO GRNITE | 586 | 439.5
C5-MFS27-HC4 | C5,MOD,FLIPSHELF,27IN,HPL,PRESTIGE WLNUT | 586 | 439.5
C5-MFS27-HC5 | C5,MOD,FLIPSHELF,27IN,HPL,SHADOW | 586 | 439.5
C5-MFS27-HC6 | C5,MOD,FLIPSHELF,27IN,HPL,SLVR ALU METLX | 586 | 439.5
C5-MFS27-HC7 | C5,MOD,FLIPSHELF,27IN,HPL,SMOKE QUARKSTN | 586 | 439.5
C5-MFS27-HC8 | C5,MOD,FLIPSHELF,27IN,HPL,STUDIO TEAK | 586 | 439.5
C5-MFS27-HC9 | C5,MOD,FLIPSHELF,27IN,HPL,VERSAILLES ANI | 586 | 439.5
C5-MFS27-HD0 | C5,MOD,FLIPSHELF,27IN,HPL,WALNUT HEIGHTS | 586 | 439.5
C5-MFS27-HD1 | C5,MOD,FLIPSHELF,27IN,HPL,WEATHERED ASH | 586 | 439.5
C5-MFS27-HD2 | C5,MOD,FLIPSHELF,27IN,HPL,WHITE ASH | 586 | 439.5
C5-MFS27-HZ0 | C5,MOD,FLPSH,27,H,CUS,Z0 | 586 | 439.5
C5-MFS27-HZ1 | C5,MOD,FLPSH,27,H,CUS,Z1 | 586 | 439.5
C5-MFS27-V00 | C5,MOD,FLPSH,27,VN,NOIR S | 606 | 454.5
C5-MFS27-V01 | C5,MOD,FLPSH,27,VNSC CHE | 1476 | 1107
C5-MFS27-V02 | C5,MOD,FLPSH,27,VN,DEM WA | 606 | 454.5
C5-MFS27-V03 | C5,MOD,FLPSH,27,VN,MNK CH | 606 | 454.5
C5-MFS27-V04 | C5,MOD,FLPSH,27,VN,SNDYMP | 606 | 454.5
C5-MFS27-V05 | C5,MOD,FLPSH,27,VN,CR SAP | 606 | 454.5
C5-MFS27-V06 | C5,MOD,FLPSH,27,VN,LATE W | 606 | 454.5
C5-MFS27-V07 | C5,MOD,FLPSH,27,VN,SEPIAW | 606 | 454.5
C5-MFS27-V08 | C5,MOD,FLPSH,27,VN,ASHNWA | 606 | 454.5
C5-MFS27-V09 | C5,MOD,FLPSH,27,VN,TITWAL | 606 | 454.5
C5-MFS31-HA0 | C5,MOD,FLIPSHELF,31IN,HPL,5TH AVE ELM | 632 | 474
C5-MFS31-HA1 | C5,MOD,FLIPSHELF,31IN,HPL,AGED ASH | 632 | 474
C5-MFS31-HA2 | C5,MOD,FLIPSHELF,31IN,HPL,ADAPT MUSE | 632 | 474
C5-MFS31-HA3 | C5,MOD,FLIPSHELF,31IN,HPL,ASIAN NIGHT | 632 | 474
C5-MFS31-HA4 | C5,MOD,FLIPSHELF,31IN,HPL,BEIGE | 632 | 474
C5-MFS31-HA5 | C5,MOD,FLIPSHELF,31IN,HPL,BLACK | 632 | 474
C5-MFS31-HA6 | C5,MOD,FLIPSHELF,31IN,HPL,BLCKENED LENGO | 631 | 473.25
C5-MFS31-HA7 | C5,MOD,FLIPSHELF,31IN,HPL,BRITE WHITE | 632 | 474
C5-MFS31-HA8 | C5,MOD,FLIPSHELF,31IN,HPL,CITADEL | 632 | 474
C5-MFS31-HA9 | C5,MOD,FLIPSHELF,31IN,HPL,EARTHWASH | 631 | 473.25
C5-MFS31-HB0 | C5,MOD,FLIPSHELF,31IN,HPL,ESPRESSO PEAR | 632 | 474
C5-MFS31-HB1 | C5,MOD,FLIPSHELF,31IN,HPL,FLAX GAUZE | 632 | 474
C5-MFS31-HB2 | C5,MOD,FLIPSHELF,31IN,HPL,FONTHILL PEAR | 632 | 474
C5-MFS31-HB3 | C5,MOD,FLIPSHELF,31IN,HPL,GLAMOUR CHERRY | 632 | 474
C5-MFS31-HB4 | C5,MOD,FLIPSHELF,31IN,HPL,GREY | 632 | 474
C5-MFS31-HB5 | C5,MOD,FLIPSHELF,31IN,HPL,HILINE | 632 | 474
C5-MFS31-HB6 | C5,MOD,FLIPSHELF,31IN,HPL,LIGHT BEIGE | 632 | 474
C5-MFS31-HB7 | C5,MOD,FLIPSHELF,31IN,HPL,LIMBER MAPLE | 632 | 474
C5-MFS31-HB8 | C5,MOD,FLIPSHELF,31IN,HPL,MAMBO | 632 | 474
C5-MFS31-HB9 | C5,MOD,FLIPSHELF,31IN,HPL,MONTANA WALNUT | 632 | 474
C5-MFS31-HC0 | C5,MOD,FLIPSHELF,31IN,HPL,NEUTRAL WEFT | 632 | 474
C5-MFS31-HC1 | C5,MOD,FLIPSHELF,31IN,HPL,OILED LENGO | 632 | 474
C5-MFS31-HC2 | C5,MOD,FLIPSHELF,31IN,HPL,PECAN WOODLINE | 632 | 474
C5-MFS31-HC3 | C5,MOD,FLIPSHELF,31IN,HPL,PERLATO GANITE | 632 | 474
C5-MFS31-HC4 | C5,MOD,FLIPSHELF,31IN,HPL,PRESTIGE WLNUT | 632 | 474
C5-MFS31-HC5 | C5,MOD,FLIPSHELF,31IN,HPL,SHADOW | 632 | 474
C5-MFS31-HC6 | C5,MOD,FLIPSHELF,31IN,HPL,SLVR ALU METLX | 632 | 474
C5-MFS31-HC7 | C5,MOD,FLIPSHELF,31IN,HPL,SMOKE QUARKSTN | 632 | 474
C5-MFS31-HC8 | C5,MOD,FLIPSHELF,31IN,HPL,STUDIO TEAK | 632 | 474
C5-MFS31-HC9 | C5,MOD,FLIPSHELF,31IN,HPL,VERSAILLES ANI | 632 | 474
C5-MFS31-HD0 | C5,MOD,FLIPSHELF,31IN,HPL,WALNUT HEIGHTS | 632 | 474
C5-MFS31-HD1 | C5,MOD,FLIPSHELF,31IN,HPL,WEATHERED ASH | 632 | 474
C5-MFS31-HD2 | C5,MOD,FLIPSHELF,31IN,HPL,WHITE ASH | 632 | 474
C5-MFS31-HZ0 | C5,MOD,FLPSH,31,H,CUS,Z0 | 632 | 474
C5-MFS31-HZ1 | C5,MOD,FLPSH,31,H,CUS,Z1 | 632 | 474
C5-MFS31-V00 | C5,MOD,FLPSH,31,VN,NOIT S | 654 | 490.5
C5-MFS31-V01 | C5,MOD,FLPSH,31,VN,SC CHE | 654 | 490.5
C5-MFS31-V02 | C5,MOD,FLPSH,31,VN,DEM WA | 654 | 490.5
C5-MFS31-V03 | C5,MOD,FLPSH,31,VN,MNK CH | 654 | 490.5
C5-MFS31-V04 | C5,MOD,FLPSH,31,VN,SNDYMP | 654 | 490.5
C5-MFS31-V05 | C5,MOD,FLPSH,31,VN,CR SAP | 654 | 490.5
C5-MFS31-V06 | C5,MOD,FLPSH,31,VN,LATE W | 654 | 490.5
C5-MFS31-V07 | C5,MOD,FLPSH,31,VN,SEPIAW | 654 | 490.5
C5-MFS31-V08 | C5,MOD,FLPSH,31,VN,ASHNWA | 654 | 490.5
C5-MFS31-V09 | C5,MOD,FLPSH,31,VN,TITWAL | 654 | 490.5
C5-MK22-1 | C5 MWK KIT,22,1 BAY | 342 | 256.5
C5-MK22-2 | C5 MWK KIT,22,2 BAY | 458 | 343.5
C5-MK22-3 | C5 MWK KIT,22,3 BAY | 577 | 432.75
C5-SFS27-HA0 | C5,SOTA,FLIPSHELF,27IN,HPL,5TH AVE ELM | 586 | 439.5
C5-SFS27-HA1 | C5,SOTA,FLIPSHELF,27IN,HPL,AGED ASH | 586 | 439.5
C5-SFS27-HA2 | C5,SOTA,FLIPSHELF,27IN,HPL,ADAPT MUSE | 586 | 439.5
C5-SFS27-HA3 | C5,SOTA,FLIPSHELF,27IN,HPL,ASIAN NIGHT | 586 | 439.5
C5-SFS27-HA4 | C5,SOTA,FLIPSHELF,27IN,HPL,BEIGE | 586 | 439.5
C5-SFS27-HA5 | C5,SOTA,FLIPSHELF,27IN,HPL,BLACK | 586 | 439.5
C5-SFS27-HA6 | C5,SOTA,FLIPSHELF,27IN,HPL,BLCKNED LENGO | 586 | 439.5
C5-SFS27-HA7 | C5,SOTA,FLIPSHELF,27IN,HPL,BRITE WHITE | 586 | 439.5
C5-SFS27-HA8 | C5,SOTA,FLIPSHELF,27IN,HPL,CITADEL | 586 | 439.5
C5-SFS27-HA9 | C5,SOTA,FLIPSHELF,27IN,HPL,EARTHWASH | 586 | 439.5
C5-SFS27-HB0 | C5,SOTA,FLIPSHELF,27IN,HPL,ESPRESSO PEAR | 586 | 439.5
C5-SFS27-HB1 | C5,SOTA,FLIPSHELF,27IN,HPL,FLAX GAUZE | 586 | 439.5
C5-SFS27-HB2 | C5,SOTA,FLIPSHELF,27IN,HPL,FONTHILL PEAR | 586 | 439.5
C5-SFS27-HB3 | C5,SOTA,FLIPSHELF,27IN,HPL,GLAMOUR CHRRY | 586 | 439.5
C5-SFS27-HB4 | C5,SOTA,FLIPSHELF,27IN,HPL,GREY | 586 | 439.5
C5-SFS27-HB5 | C5,SOTA,FLIPSHELF,27IN,HPL,HIGHLINE | 586 | 439.5
C5-SFS27-HB6 | C5,SOTA,FLIPSHELF,27IN,HPL,LIGHT BEIGE | 586 | 439.5
C5-SFS27-HB7 | C5,SOTA,FLIPSHELF,27IN,HPL,LIMBER MAPLE | 586 | 439.5
C5-SFS27-HB8 | C5,SOTA,FLIPSHELF,27IN,HPL,MAMBO | 586 | 439.5
C5-SFS27-HB9 | C5,SOTA,FLIPSHELF,27IN,HPL,MONTANA WLNUT | 586 | 439.5
C5-SFS27-HC0 | C5,SOTA,FLIPSHELF,27IN,HPL,NEUTRAL WEFT | 586 | 439.5
C5-SFS27-HC1 | C5,SOTA,FLIPSHELF,27IN,HPL,OILED LENGO | 586 | 439.5
C5-SFS27-HC2 | C5,SOTA,FLIPSHELF,27IN,HPL,PECAN WOODLNE | 586 | 439.5
C5-SFS27-HC3 | C5,SOTA,FLIPSHELF,27IN,HPL,PERLATO GRAN | 586 | 439.5
C5-SFS27-HC4 | C5,SOTA,FLIPSHELF,27IN,HPL,PRESTIGE WLNT | 586 | 439.5
C5-SFS27-HC5 | C5,SOTA,FLIPSHELF,27IN,HPL,SHADOW | 586 | 439.5
C5-SFS27-HC6 | C5,SOTA,FLIPSHELF,27IN,HPL,SLVR ALU METL | 586 | 439.5
C5-SFS27-HC7 | C5,SOTA,FLIPSHELF,27IN,HPL,SMOKE QUARKST | 586 | 439.5
C5-SFS27-HC8 | C5,SOTA,FLIPSHELF,27IN,HPL,STUDIO TEAK | 586 | 439.5
C5-SFS27-HC9 | C5,SOTA,FLIPSHELF,27IN,HPL,VERSAILLES AN | 586 | 439.5
C5-SFS27-HD0 | C5,SOTA,FLIPSHELF,27IN,HPL,WLNUT HEIGHTS | 586 | 439.5
C5-SFS27-HD1 | C5,SOTA,FLIPSHELF,27IN,HPL,WEATHERED ASH | 586 | 439.5
C5-SFS27-HD2 | C5,SOTA,FLIPSHELF,27IN,HPL,WHITE ASH | 586 | 439.5
C5-SFS27-HZ0 | C5,SOTA,FLPSH,27,H,CUS,Z0 | 586 | 439.5
C5-SFS27-HZ1 | C5,SOTA,FLPSH,27,H,Z1FORM | 586 | 439.5
C5-SFS27-V00 | C5,SOT,FLPSH,27,VN,NOIR S | 606 | 454.5
C5-SFS27-V01 | C5,SOT,FLPSH,27,VN,SC CHE | 606 | 454.5
C5-SFS27-V02 | C5,SOT,FLPSH,27,VN,DEM WA | 606 | 454.5
C5-SFS27-V03 | C5,SOT,FLPSH,27,VN,MNK CH | 606 | 454.5
C5-SFS27-V05 | C5,SOT,FLPSH,27,VN,CR SAP | 606 | 454.5
C5-SFS27-V06 | C5,SOT,FLPSH,27,VN,LATE W | 606 | 454.5
C5-SFS27-V07 | C5,SOT,FLPSH,27,VN,SEPIAW | 606 | 454.5
C5-SFS27-V08 | C5,SOT,FLPSH,27,VN,ASHNWA | 606 | 454.5
C5-SFS27-V09 | C5,SOT,FLPSH,27,VN,TITWAL | 606 | 454.5
C5-SFS31-HA0 | C5,SOTA,FLIPSHELF,31IN,HPL,5TH AVE ELM | 632 | 474
C5-SFS31-HA1 | C5,SOTA,FLIPSHELF,31IN,HPL,AGED ASH | 632 | 474
C5-SFS31-HA2 | CC5,SOTA,FLIPSHELF,31IN,HPL,ADAPT MUSE | 632 | 474
C5-SFS31-HA3 | C5,SOTA,FLIPSHELF,31IN,HPL,ASIAN NIGHT | 632 | 474
C5-SFS31-HA4 | C5,SOTA,FLIPSHELF,31IN,HPL,BEIGE | 632 | 474
C5-SFS31-HA5 | C5,SOTA,FLIPSHELF,31IN,HPL,BLACK | 632 | 474
C5-SFS31-HA6 | C5,SOTA,FLIPSHELF,31IN,HPL,BLCKNED LENGO | 632 | 474
C5-SFS31-HA7 | C5,SOTA,FLIPSHELF,31IN,HPL,BRITE WHITE | 631 | 473.25
C5-SFS31-HA8 | C5,SOTA,FLIPSHELF,31IN,HPL,CITADEL | 632 | 474
C5-SFS31-HA9 | C5,SOTA,FLIPSHELF,31IN,HPL,EARTHWASH | 632 | 474
C5-SFS31-HB0 | C5,SOTA,FLIPSHELF,31IN,HPL,ESPRESSO PEAR | 632 | 474
C5-SFS31-HB1 | C5,SOTA,FLIPSHELF,31IN,HPL,FLAX GAUZE | 632 | 474
C5-SFS31-HB2 | C5,SOTA,FLIPSHELF,31IN,HPL,FONTHILL PEAR | 632 | 474
C5-SFS31-HB3 | C5,SOTA,FLIPSHELF,31IN,HPL,GLAMOUR CHRRY | 632 | 474
C5-SFS31-HB4 | C5,SOTA,FLIPSHELF,31IN,HPL,GREY | 632 | 474
C5-SFS31-HB5 | C5,SOTA,FLIPSHELF,31IN,HPL,HIGHLINE | 632 | 474
C5-SFS31-HB6 | C5,SOTA,FLIPSHELF,31IN,HPL,LIGHT BEIGE | 632 | 474
C5-SFS31-HB7 | C5,SOTA,FLIPSHELF,31IN,HPL,LIMBER MAPLE | 632 | 474
C5-SFS31-HB8 | C5,SOTA,FLIPSHELF,31IN,HPL,MAMBO | 632 | 474
C5-SFS31-HB9 | C5,SOTA,FLIPSHELF,31IN,HPL,MONTANA WLNUT | 632 | 474
C5-SFS31-HC0 | C5,SOTA,FLIPSHELF,31IN,HPL,NEUTRAL WEFT | 632 | 474
C5-SFS31-HC1 | C5,SOTA,FLIPSHELF,31IN,HPL,OILED LENGO | 632 | 474
C5-SFS31-HC2 | C5,SOTA,FLIPSHELF,31IN,HPL,PECAN WOODLNE | 632 | 474
C5-SFS31-HC3 | C5,SOTA,FLIPSHELF,31IN,HPL,PERLATO GRAN | 632 | 474
C5-SFS31-HC4 | C5,SOTA,FLIPSHELF,31IN,HPL,PRESTIGE WLNT | 632 | 474
C5-SFS31-HC5 | C5,SOTA,FLIPSHELF,31IN,HPL,SHADOW | 632 | 474
C5-SFS31-HC6 | C5,SOTA,FLIPSHELF,31IN,HPL,SLVR ALU METL | 632 | 474
C5-SFS31-HC7 | C5,SOTA,FLIPSHELF,31IN,HPL,SMOKE QUARKST | 632 | 474
C5-SFS31-HC8 | C5,SOTA,FLIPSHELF,31IN,HPL,STUDIO TEAK | 632 | 474
C5-SFS31-HC9 | C5,SOTA,FLIPSHELF,31IN,HPL,VERSAILLES AN | 631 | 473.25
C5-SFS31-HD0 | C5,SOTA,FLIPSHELF,31IN,HPL,WLNUT HEIGHTS | 632 | 474
C5-SFS31-HD1 | C5,SOTA,FLIPSHELF,31IN,HPL,WEATHERED ASH | 632 | 474
C5-SFS31-HD2 | C5,SOTA,FLIPSHELF,31IN,HPL,WHITE ASH | 632 | 474
C5-SFS31-HZ0 | C5,SOTA,FLPSH,31,H,CUS,Z0 | 632 | 474
C5-SFS31-HZ1 | C5,SOTA,FLPSH,31,H,CUS,Z1 | 632 | 474
C5-SFS31-V00 | C5,SOT,FLPSH,31,VN,NOIR S | 654 | 490.5
C5-SFS31-V01 | C5,SOT,FLPSH,31,VN,SC CHE | 654 | 490.5
C5-SFS31-V02 | C5,SOT,FLPSH,31,VN,DEM WA | 654 | 490.5
C5-SFS31-V03 | C5,SOT,FLPSH,31,VN,MNK CH | 654 | 490.5
C5-SFS31-V04 | C5,SOT,FLPSH,31,VN,SNDYMP | 654 | 490.5
C5-SFS31-V05 | C5,SOT,FLPSH,31,VN,CR SAP | 654 | 490.5
C5-SFS31-V06 | C5,SOT,FLPSH,31,VN,LATE W | 654 | 490.5
C5-SFS31-V07 | C5,SOT,FLPSH,31,VN,SEPIAW | 654 | 490.5
C5-SFS31-V08 | C5,SOT,FLPSH,31,VN,ASHNWA | 654 | 490.5
C5-SFS31-V09 | C5,SOT,FLPSH,31,VN,TITWAL | 654 | 490.5
C5-SH-SYS22 | 22D,C5 SHLF SYSTEM INSRT | 334 | 250.5
C5-SH-SYS27 | 27D,C5 SHELF SYSTEM | 383 | 287.25
C5-WB | C5 WASTE BASKET INSERT | 426 | 319.5
C5CMM-88 | C5 CAMERA MT MIDDLE 8X8 | 221 | 165.75
C5CMTB-88 | C5 CAMERA MT SM 8X8 | 249 | 186.75
C5D-SRSR12 | 12SP SRSR,FOR C5-D SERIES | 1044 | 783
C5K-3A1SSHA3-17688 | C5K,3X27X32,S,H,ZP,A3,BZ KNOBS | 2725 | 2043.75
C5K-4A1SSHC4-17690 | C5PK,4X27X32,SOTA,HPL,C4 | 5197 | 3897.75
C5K1A1SSHA0ZP001 | C5PK,1X27X32,SOTA,H,ZP,A0 | 2004 | 1503
C5K1A1SSHA3ZP001 | C5PK,1X27X32,SOTA,H,ZP,A3 | 2004 | 1503
C5K1A1SSHA7ZP001 | C5PK,1X27X32,SOTA,H,ZP,A7 | 2004 | 1503
C5K1A1SSHB3ZP001 | C5PK,1X27X32,SOTA,H,ZP,B3 | 2004 | 1503
C5K1A1SSHB7ZP001 | C5PK,1X27X32,SOTA,H,ZP,B7 | 2004 | 1503
C5K1A1SSHB9ZP001 | C5PK,1X27X32,SOTA,H,ZP,B9 | 2004 | 1503
C5K1A1SSHC9ZP001 | C5PK,1X27X32,SOTA,H,ZP,C9 | 2004 | 1503
C5K1A1SSHD2ZP001 | C5PK,1X27X32,SOTA,H,ZP,D2 | 2004 | 1503
C5K1B1SSHA0ZP001 | C5PK,1X31X32,SOTA,H,ZP,A0 | 2350 | 1762.5
C5K1B1SSHA3ZP001 | C5PK,1X31X32,SOTA,H,ZP,A3 | 2350 | 1762.5
C5K1B1SSHA7ZP001 | C5PK,1X31X32,SOTA,H,ZP,A7 | 2350 | 1762.5
C5K1B1SSHB3ZP001 | C5PK,1X31X32,SOTA,H,ZP,B3 | 2349 | 1761.75
C5K1B1SSHB7ZP001 | C5PK,1X31X32,SOTA,H,ZP,B7 | 2350 | 1762.5
C5K1B1SSHB9ZP001 | C5PK,1X31X32,SOTA,H,ZP,B9 | 2350 | 1762.5
C5K1B1SSHC9ZP001 | C5PK,1X31X32,SOTA,H,ZP,C9 | 2350 | 1762.5
C5K1B1SSHD2ZP001 | C5PK,1X31X32,SOTA,H,ZP,D2 | 2350 | 1762.5
C5K1C1SSHA0ZP001 | C5PK,1X22X32,SOTA,H,ZP,A0 | 1881 | 1410.75
C5K1C1SSHC9ZP001 | C5PK,1X22X32,SOTA,H,ZP,C9 | 2349 | 1761.75
C5K2A1SSHA0ZP001 | C5PK,2X27X32,SOTA,H,ZP,A0 | 2545 | 1908.75
C5K2A1SSHA3ZP001 | C5PK,2X27X32,SOTA,H,ZP,A3 | 2545 | 1908.75
C5K2A1SSHA7ZP001 | C5PK,2X27X32,SOTA,H,ZP,A7 | 2545 | 1908.75
C5K2A1SSHB3ZP001 | C5PK,2X27X32,SOTA,H,ZP,B3 | 2545 | 1908.75
C5K2A1SSHB7ZP001 | C5PK,2X27X32,SOTA,H,ZP,B7 | 2545 | 1908.75
C5K2A1SSHB9ZP001 | C5PK,2X27X32,SOTA,H,ZP,B9 | 2545 | 1908.75
C5K2A1SSHC9ZP001 | C5PK,2X27X32,SOTA,H,ZP,C9 | 2545 | 1908.75
C5K2A1SSHD2ZP001 | C5PK,2X27X32,SOTA,H,ZP,D2 | 2545 | 1908.75
C5K2B1SSHA0ZP001 | C5PK,2X31X32,SOTA,H,ZP,A0 | 3135 | 2351.25
C5K2B1SSHA3ZP001 | C5PK,2X31X32,SOTA,H,ZP,A3 | 3134 | 2350.5
C5K2B1SSHA7ZP001 | C5PK,2X31X32,SOTA,H,ZP,A7 | 3134 | 2350.5
C5K2B1SSHB3ZP001 | C5PK,2X31X32,SOTA,H,ZP,B3 | 3134 | 2350.5
C5K2B1SSHB7ZP001 | C5PK,2X31X32,SOTA,H,ZP,B7 | 3134 | 2350.5
C5K2B1SSHB9ZP001 | C5PK,2X31X32,SOTA,H,ZP,B9 | 3134 | 2350.5
C5K2B1SSHC9ZP001 | C5PK,2X31X32,SOTA,H,ZP,C9 | 3134 | 2350.5
C5K2B1SSHD2ZP001 | C5PK,2X31X32,SOTA,H,ZP,D2 | 3134 | 2350.5
C5K2C1SSHA0ZP001 | C5PK,2X22X32,SOTA,H,ZP,A0 | 2422 | 1816.5
C5K2C1SSHB7ZP001 | C5PK,2X22X32,SOTA,H,ZP,B7 | 2422 | 1816.5
C5K2C1SSHC9ZP001 | C5PK,2X22X32,SOTA,H,ZP,C9 | 2422 | 1816.5
C5K3A1SSHA0ZP001 | C5PK,3X27X32,SOTA,H,ZP,A0 | 3232 | 2424
C5K3A1SSHA3ZP001 | C5PK,3X27X32,SOTA,H,ZP,A3 | 3232 | 2424
C5K3A1SSHA7ZP001 | C5PK,3X27X32,SOTA,H,ZP,A7 | 3232 | 2424
C5K3A1SSHB3ZP001 | C5PK,3X27X32,SOTA,H,ZP,B3 | 3232 | 2424
C5K3A1SSHB7ZP001 | C5PK,3X27X32,SOTA,H,ZP,B7 | 3232 | 2424
C5K3A1SSHB9ZP001 | C5PK,3X27X32,SOTA,H,ZP,B9 | 3232 | 2424
C5K3A1SSHC9ZP001 | C5PK,3X27X32,SOTA,H,ZP,C9 | 3232 | 2424
C5K3A1SSHD2ZP001 | C5PK,3X27X32,SOTA,H,ZP,D2 | 3232 | 2424
C5K3B1SSHA0ZP001 | C5PK,3X31X32,SOTA,H,ZP,A0 | 4003 | 3002.25
C5K3B1SSHA3ZP001 | C5PK,3X31X32,SOTA,H,ZP,A3 | 4003 | 3002.25
C5K3B1SSHA7ZP001 | C5PK,3X31X32,SOTA,H,ZP,A7 | 4003 | 3002.25
C5K3B1SSHB3ZP001 | C5PK,3X31X32,SOTA,H,ZP,B3 | 4003 | 3002.25
C5K3B1SSHB7ZP001 | C5PK,3X31X32,SOTA,H,ZP,B7 | 4003 | 3002.25
C5K3B1SSHB9ZP001 | C5PK,3X31X32,SOTA,H,ZP,B9 | 4003 | 3002.25
C5K3B1SSHC9ZP001 | C5PK,3X31X32,SOTA,H,ZP,C9 | 4003 | 3002.25
C5K3B1SSHD2ZP001 | C5PK,3X31X32,SOTA,H,ZP,D2 | 4003 | 3002.25
C5K3C1SSHA0ZP001 | C5PK,3X22X32,SOTA,H,ZP,A0 | 2948 | 2211
C5K3C1SSHB7ZP001 | C5PK,3X22X32,SOTA,H,ZP,B7 | 2948 | 2211
C5K3C1SSHC9ZP001 | C5PK,3X22X32,SOTA,H,ZP,C9 | 2948 | 2211
C5MM1-4255D | MONITOR MT C5 42-55 DUAL | 1730 | 1297.5
C5MM1-80S-327BK | 42-80 SINGLE 27D 3 BAY BK | 1418 | 1063.5
CAB-COOL | CABINET COOL SYSTEM | 196 | 147
CAB-COOL-2 | CABINET COOL SYSTEM,DUAL | 341 | 255.75
CAB-COOL50 | CABINET COOLER,50CFM | 397 | 297.75
CANARE4 | CANARE BNC(4)PORT UCP PNL | 25 | 18.75
CAP5 | 5 SPACE CLAMPING RACKSHEL | 151 | 113.25
CAP6 | 6 SPACE CLAMPING RACKSHEL | 165 | 123.75
CAP7 | 7SP CLAMPING RACKSHELF | 178 | 133.5
CAP8 | 8 SPACE CLAMPING RACKSHEL | 190 | 142.5
CASTERS-K | SET OF 4 CASTERS | 100 | 75
CBS-5 | SKIRTED CASTER BASE FOR S | 319 | 239.25
CBS-5-26 | CASTER BASE FOR 26"SLIM5 | 337 | 252.75
CBS-5-26R | FLR-FNDLY CBS,26"DP,SLIM5 | 389 | 291.75
CBS-5R | FLR-FNDLY CBS,20"DP,SLIM5 | 373 | 279.75
CBS-BGR | BGR CASTER KIT W/HDWARE | 301 | 225.75
CBS-DRK-31 | CBS FOR 31DP 30W DRK | 463 | 347.25
CBS-DRK-36 | CASTER BASE FITS 36DP DRK | 522 | 391.5
CBS-DRK-42 | CASTER BASE FITS 42DP DRK | 550 | 412.5
CBS-ERK-20 | CASTER BASE FOR ERK 20DP | 319 | 239.25
CBS-ERK-20R | FLR-FNDLY CBS,20"DP,ERK | 371 | 278.25
CBS-ERK-25 | CASTER BASE FOR ERK 25DP | 337 | 252.75
CBS-ERK-25R | FLR-FNDLY CBS,25"DP,ERK | 389 | 291.75
CBS-ERK-28 | CBS FOR 28DP ERK | 358 | 268.5
CBS-ERK-28R | FLR-FRIENDLY CBS,28D ERK | 404 | 303
CBS-GRK-24 | CASTER BASE FOR GRK 24DP | 321 | 240.75
CBS-GRK-30 | CASTER BASE FOR GRK 30DP | 362 | 271.5
CBS-GRK-36 | CASTER BASE FOR GRK 36DP | 410 | 307.5
CBS-GRK-42 | CASTER BASE FOR GRK 42DP | 450 | 337.5
CBS-MRK-26 | CASTER BASE FOR MRK 26DP | 331 | 248.25
CBS-MRK-26R | FLR-FNDLY CBS,26"DP,MRK | 493 | 369.75
CBS-MRK-31 | CASTER BASE FOR MRK 31DP | 373 | 279.75
CBS-MRK-31R | FLR-FNDLY CBS,31"DP,MRK | 537 | 402.75
CBS-MRK-36 | CASTER BASE FOR MRK 36DP | 421 | 315.75
CBS-MRK-36R | FLR-FNDLY CBS,36"DP,MRK | 591 | 443.25
CBS-MRK-42 | CASTER BASE FOR MRK 42DP | 512 | 384
CBS-WMRK-36 | CASTER BASE,36D WMRK | 611 | 458.25
CBS-WMRK-42 | CASTER BASE,42D,WMRK | 653 | 489.75
CBS-WMRK-48 | CASTER BASE,48D WMRK | 683 | 512.25
CBS-WRK-27 | CASTER BASE FOR WRK 27DP | 329 | 246.75
CBS-WRK-27R | FLR-FNDLY CBS,27"DP,WRK | 479 | 359.25
CBS-WRK-32 | CASTER BASE FOR WRK 32DP | 371 | 278.25
CBS-WRK-32R | FLR-FNDLY CBS,32"DP,WRK | 525 | 393.75
CC-40-267 | CABLE CHASE FOR 40SP, 26- | 321 | 240.75
CC-40-312 | CABLE CHASE FOR 40SP | 335 | 251.25
CC-44-267 | CABLE CHASE FOR 44SP, 26- | 335 | 251.25
CC-44-312 | CABLE CHASE FOR 44SP, 31- | 350 | 262.5
CC-44-36 | CABLE CHASE FOR 44SP, 36D | 364 | 273
CC-44-423 | 4"CABLECHS,42-43"DP RACKS | 389 | 291.75
CC-54-31 | CABLE CHASE FOR 54SP VMRK | 454 | 340.5
CDP-1 | 1SP HORIZ CABLE MGR D-RIN | 67 | 50.25
CDP-2 | 2SP HORIZ CABLE MGR D-RIN | 80.5 | 60.38
CFR-10-16 | 10SP,CABINET FRAME RK,16D | 504 | 378
CFR-10-18 | 10SP,CABINET FRAME RK,18D | 541 | 405.75
CFR-10-20 | 10SP,CABINET FRAME RK,20D | 600 | 450
CFR-10-23 | 10SP,CABINET FRAME RK,23D | 674 | 505.5
CFR-11-16 | 11SP,CABINET FRAME RK,16D | 504 | 378
CFR-11-18 | 11SP,CABINET FRAME RK,18D | 541 | 405.75
CFR-11-20 | 11SP,CABINET FRAME RK,20D | 600 | 450
CFR-11-23 | 11SP,CABINET FRAME RK,23D | 674 | 505.5
CFR-12-16 | 12SP,CABINET FRAME RK,16D | 504 | 378
CFR-12-18 | 12SP,CABINET FRAME RK,18D | 541 | 405.75
CFR-12-20 | 12SP,CABINET FRAME RK,20D | 600 | 450
CFR-12-23 | 12SP,CABINET FRAME RK,23D | 674 | 505.5
CFR-13-16 | 13SP,CABINET FRAME RK,16D | 504 | 378
CFR-13-18 | 13SP,CABINET FRAME RK,18D | 541 | 405.75
CFR-13-20 | 13SP,CABINET FRAME RK,20D | 600 | 450
CFR-13-23 | 13SP,CABINET FRAME RK,23D | 674 | 505.5
CFR-14-16 | 14SP,CABINET FRAME RK,16D | 504 | 378
CFR-14-18 | 14SP,CABINET FRAME RK,18D | 541 | 405.75
CFR-14-20 | 14SP,CABINET FRAME RK,20D | 600 | 450
CFR-14-23 | 14SP,CABINET FRAME RK,23D | 674 | 505.5
CFR-15-16 | 15SP,CABINET FRAME RK,16D | 504 | 378
CFR-15-18 | 15SP,CABINET FRAME RK,18D | 541 | 405.75
CFR-15-20 | 15SP,CABINET FRAME RK,20D | 600 | 450
CFR-15-23 | 15SP,CABINET FRAME RK,23D | 674 | 505.5
CFR-16-16 | 16SP,CABINET FRAME RK,16D | 504 | 378
CFR-16-18 | CFR-16-18 | 541 | 405.75
CFR-16-20 | 16SP,CABINET FRAME RK,20D | 600 | 450
CFR-16-23 | 16SP,CABINET FRAME RK,23D | 674 | 505.5
CFR-6-18 | 6SP,CABINET FRAME RK,18D | 529 | 396.75
CFR-8-16 | 8SP,CABINET FRAME RK,16D | 504 | 378
CFR-8-18 | 8SP,CABINET FRAME RK,18D | 541 | 405.75
CFR-8-20 | 8SP,CABINET FRAME RK,20D | 600 | 450
CFR-8-23 | 8SP,CABINET FRAME RK,23D | 674 | 505.5
CFR-9-16 | 9SP,CABINET FRAME RK,16D | 504 | 378
CFR-9-18 | 9SP,CABINET FRAME RK,18D | 541 | 405.75
CFR-9-20 | 9SP,CABINET FRAME RK,20D | 600 | 450
CFR-9-23 | 9SP,CABINET FRAME RK,23D | 674 | 505.5
CH1 | 1SP CHASSIS 10DP-ANODIZED | 174 | 130.5
CH2 | 2SP CHASSIS 10DP-ANODIZED | 196 | 147
CH3 | 3SP CHASSIS 10DP-ANODIZED | 215 | 161.25
CHAIR-ADV1-B | CHAIR,ADVANTAGE1,BLK | 1319 | 989.25
CHAIR-CF1-B | CHAIR,CONTOURFREEDOM1 BLK | 2755 | 2066.25
CHAIR-CON1-SVB | CHAIR,CONF1,STD,VIN,BLK | 1371 | 1028.25
CHAIR-CON1-SVW | CHAIR,CONF1,STD,VIN,WHT | 1318 | 988.5
CHAIR-TSK1-B | CHAIR,TSK1,BLK | 992 | 744
CK-45 | CENTER CABLE ORGAN. 45SP | 523 | 392.25
CK-45C | PR CABLE ORGANIZER COVER, | 154 | 115.5
CK-45E | END CABLE ORGANIZER 45SP | 523 | 392.25
CL-GK | CABLE LADDER GROUNDING KI | 50.5 | 37.88
CLAW | WALLMNT CABLE HANGER W/TR | 35.5 | 26.63
CLAW14 | 14"WALLMT CBLHNGR NO TRAY | 35.5 | 26.63
CLB-10 | CABLE LADDER,10'X12,BLK,1 | 229 | 171.75
CLB-10-12 | CABLE LADDER,10'X12,BLK,1 | 2581 | 1935.75
CLB-10-W18 | CABLE LDR,10'X18",BLK,1 | 273 | 204.75
CLB-10-W24 | CABLE LDR,10'X24",BLK,1 | 307 | 230.25
CLB-6 | CABLE LADDER,6'X12,BLK,1P | 141 | 105.75
CLB-6-12 | CABLE LADDER,6'X12,BLK,12 | 1613 | 1209.75
CLB-6-W18 | CABLE LDR,6'X18',BLK,1 | 202 | 151.5
CLB-6-W24 | CABLE LDR,6'X24',BLK,1 | 236 | 177
CLB-90HB | 90 HORIZ BEND,BLK,1PC | 252 | 189
CLB-90HB-W18 | 90 HORIZ BEND,18",BLK,1PC | 299 | 224.25
CLB-90HB-W24 | 90 HORIZ BEND,24",BLK,1PC | 309 | 231.75
CLB-CSB | LADDER CENTER BRKT,BLK,1P | 66.5 | 49.88
CLB-CSB-6 | LADDER CENTER BRKT,BLK,6P | 372 | 279
CLB-CSB-W18 | LADDER CNTR BKT,18",BLK,1 | 141 | 105.75
CLB-CSB-W24 | LADDER CNTR BKT,24",BLK,1 | 184 | 138
CLB-TSB | TRIANGLE WALL BRKT,BLK,1P | 90.5 | 67.88
CLB-TSB-6 | TRIANGLE WALL BRKT,BLK,6P | 492 | 369
CLB-TSB-W18 | TRI WALL BKT,12",15",18" | 122 | 91.5
CLB-TSB-W24 | TRI WALL BKT,24",BLK,1 | 150 | 112.5
CLB-VI90 | 90 VERT INSIDE BEND,BLK,1 | 208 | 156
CLB-VI90-W18 | 90 VERT INSD BEND,18",BLK | 263 | 197.25
CLB-VI90-W24 | 90 VERT INSD BEND,24",BLK | 280 | 210
CLB-VO90 | 90 VERT OUTSIDE BEND,BLK, | 208 | 156
CLB-VO90-W18 | 90 VERT OUTSD BEND,18",BK | 263 | 197.25
CLB-VO90-W24 | 90 VERT OUTSD BEND,24",BK | 280 | 210
CLH-5/8CHK | 5/8 SLOTTED CEILING KIT,1 | 45.5 | 34.13
CLH-5/8CHK-6 | 5/8 SLOTTED CEILING KIT,6 | 242 | 181.5
CLH-5/8ROD-12-4 | 5/8 THREADED ROD,12"L,4PC | 54 | 40.5
CLH-5/8ROD-6 | 5/8 THREADED ROD,6'L,1PC | 79 | 59.25
CLH-90T | 90 DEGREE TURN HDWR,1PR | 61 | 45.75
CLH-ADJH | ADJ.HORIZ SPLICE HDWR,1PR | 62 | 46.5
CLH-ADJT | ADJUSTABLE TURN HDWR,1PR | 62 | 46.5
CLH-AR12 | 12"W ADJUSTABLE RUNG | 41 | 30.75
CLH-AR18 | 18"W ADJUSTABLE RUNG | 49.5 | 37.13
CLH-AR24 | 24"W ADJUSTABLE RUNG | 61 | 45.75
CLH-ARD12 | ADJ RUNG W/ED,12",3 SPLS | 147 | 110.25
CLH-ARD18 | ADJ RUNG W/ED,12",3 SPLS | 196 | 147
CLH-ARD24 | ADJ RUNG W/ED,24",7 SPLS | 231 | 173.25
CLH-EC-12 | CABLE LADDER END CAPS,12P | 82 | 61.5
CLH-ED11 | CLB LDDR END DRP11,1PC,3S | 120 | 90
CLH-ED11-4 | CLB LDR END DRP 11,4PC,12 | 404 | 303
CLH-ED17 | CBL LDR END DRP 17,1PC,5 | 160 | 120
CLH-ED23 | CBL LDR END DRP 23,1PC,7 | 187 | 140.25
CLH-ED5 | CBL LDR END DRP,5,1PC,1 | 82 | 61.5
CLH-ED8 | CBL LDR END DRP 8,1PC,3 | 90.5 | 67.88
CLH-ELS-13/18 | 13"-18" ELEVATION KIT | 133 | 99.75
CLH-ELS-5/7 | 5"-7" ELEVATION KIT | 105 | 78.75
CLH-ELS-8/12 | 8"-12" ELEVATION KIT | 118 | 88.5
CLH-HTS | HORIZ T SPLICE HDWR,1PR | 21 | 15.75
CLH-HTS-6 | HORIZ T SPLICE HDWR,6PR | 116 | 87
CLH-JBOLT | ONE PAIR 5/16 J-BOLT W/NU | 9.5 | 7.13
CLH-RES | LADDER END SUPPORT HDWR,1 | 62 | 46.5
CLH-RES-6 | LADDER END SUPPORT HDWR,6 | 339 | 254.25
CLH-RSJ | LADDER JUNCTION HDWR,1PR | 20 | 15
CLH-RSJ-6 | LADDER JUNCTION HDWR,6PR | 110 | 82.5
CLH-RWC | LADDER WALL CLAMP,1PR | 41 | 30.75
CLH-RWC-6 | LADDER WALL CLAMP,6PR | 217 | 162.75
CLH-SD8 | CBL LDDR SIDE DRP 8,1PC,3 | 120 | 90
CLH-SD8-4 | CLB LDDR SD DRP 8,4PC,12S | 404 | 303
CLH-SPOOL-10 | CABLE MANAGEMENT SPOOLS,1 | 137 | 102.75
CLH-SS-12-2 | 12"H SIDE STAND-OFF,2PC | 73.5 | 55.13
CLH-WRS | WALL SUPPORT HDWR,1PC | 62 | 46.5
CLH-WRS-6 | WALL SUPPORT HDWR,6PR | 332 | 249
CLH-WRS-W18-W24 | WALL SPRT HDW,15",18",24" | 80 | 60
CLH-WRS-W6-W12 | WALL SPRT HDW,6",9",12" | 69.5 | 52.13
CLS-COOL1 | 50CFM ACTIVE EX,PASS IN | 444 | 333
CLS-COOL2 | 50CFM ACTIVE EX,ACT IN | 536 | 402
CLVRD-WMRK-24 | 24SP LG PERF SPLIT RD BK | 738 | 553.5
CLVRD-WMRK-24LH | 24SP LRG PERF SPLIT RD,LES HNDLEWMRK,BLK | 613 | 459.75
CLVRD-WMRK-42 | 42SP LG PERF SPLIT RD BK | 921 | 690.75
CLVRD-WMRK-42LH | 42SP LG PERF SPLIT RD,LH | 885 | 663.75
CLVRD-WMRK-45 | 45SP LG PERF SPLIT RD BK | 1022 | 766.5
CLVRD-WMRK-45LH | 45SP LG PERF SPLIT RD,LH | 984 | 738
CM-L | CABLE MGT KIT FOR 84 EDIT | 220 | 165
CM-S | CABLE MGT KIT FOR 60 EDIT | 184 | 138
CMB-6 | (6) CABLE MANGAGER BRCKTS | 34 | 25.5
CN1032-50 | 50PC 10/32 CAGE NUTS | 65 | 48.75
CN6MM-100 | 6MM CAGENUTS,100 PIECE | 141 | 105.75
COMBO2 | COMBO M/F XLR(2)PORT UCP | 23 | 17.25
COMBO4 | COMBO M/F XLR(4)PORT UCP | 25 | 18.75
COMBO6 | COMBO M/F XLR(6)PORT UCP | 27.5 | 20.63
COMP-COOL50 | COMPONENT COOLER 50CFM | 366 | 274.5
COMP-COOL50P | COMPCOOL50 PLATFORM | 494 | 370.5
CORD-SS-250/12-3 | 250'SIGNAL SAFE CORD,12GA | 1470 | 1102.5
CRD-WMRK-24 | 24SP SOLID SPLIT RD BK | 577 | 432.75
CRD-WMRK-24LH | 24SP SOLID SPLIT RD LH | 520 | 390
CRD-WMRK-42 | 42SP SOLID SPLIT RD BK | 600 | 450
CRD-WMRK-42LH | 42SP SOLID SPLIT RD LH | 545 | 408.75
CRD-WMRK-45 | 45SP SOLID SPLIT RD BK | 615 | 461.25
CRD-WMRK-45LH | 45SP SOLID SPLIT RD LH | 577 | 432.75
CSA-18 | CHAS SUPPORT,18D,PR | 65 | 48.75
CSA-18-H | CHAS SUPPORT,18D,PR,HD | 124 | 93
CSA-20 | CHAS SUPPORT,20D,PR | 67 | 50.25
CSA-20-H | CHAS SUPPORT,20D,PR,HD | 128 | 96
CSA-22 | CHAS SUPPORT,22D,PR | 72.5 | 54.38
CSA-22-H | CHAS SUPPORT,22D,PR,HD | 130 | 97.5
CSA-24 | CHAS SUPPORT,24D,PR | 75.5 | 56.63
CSA-24-H | CHAS SUPPORT,24D,PR,HD | 139 | 104.25
CSA-26 | CHAS SUPPORT,26,PR | 78.5 | 58.88
CSA-26-H | CHAS SUPPORT,26D,PR,HD | 139 | 104.25
CSB | CANTILEVER SUPPORT BASE(C | 208 | 156
CUT-ALTNP1OR2 | CUTOUT ALTNIEX TNP1 OR 2 | 29 | 21.75
CUT-AMHP600 | CUTOUT AMX HP600,6002 | 29 | 21.75
CUT-AMHP900 | CUTOUT AMX HP900 | 29 | 21.75
CUT-CRCICC | CUT CRESTRON TT-100-B-T | 29 | 21.75
CUT-CRFCC | CUTOUT CRESTRON C2N-FTB-D | 29 | 21.75
CUT-CRFPCS | CUTOUT CRESTRON FT-PWR-D | 29 | 21.75
CUT-EXCC1200 | CUT 60-1397-02,70-1037-XX | 29 | 21.75
CUT-EXCC200 | CUTOUT EXTRON 60-716-XX | 29 | 21.75
CUT-EXCC202 | CUTOUT EXTRON 60-XXXX-02 | 29 | 21.75
CUT-EXCC500 | CUT 60-1404-02,70-1045-XX | 29 | 21.75
CUT-EXCC700 | CUTOUT EXTRON 60-1405-02 | 29 | 21.75
CUT-EXCC800 | CUTOUT EXTRON 60-524-03 | 29 | 21.75
CUT-FSRT6 | CUTOUT FOR FSR RT6 | 29 | 21.75
CUT-WMINTEGREAT | CUTOUT INTGRT TB672APBK | 29 | 21.75
CWR-12-17PD | 2'DATA WALL CAB PLXI 17D | 1144 | 858
CWR-12-17SD | 2'DATA WALL CAB SOLID 17D | 1003 | 752.25
CWR-12-17VD | 2'DATA WALL CAB VNTD 17D | 1028 | 771
CWR-12-21SD4 | 2'DATA WALL CAB,SOLID,21D | 1192 | 894
CWR-12-21VD4 | 2'DATA WALL CAB,VNTD,21D | 1219 | 914.25
CWR-12-22PD | 2'DATA WALL CAB PLEXI 22D | 1257 | 942.75
CWR-12-22SD | 2'DATA WALL CAB SOLID 22D | 1103 | 827.25
CWR-12-22VD | 2'DATA WALL CAB VNTD 22D | 1126 | 844.5
CWR-12-26PD | 2'DATA WALL CAB PLEXI 26D | 1330 | 997.5
CWR-12-26PD4 | 2'DATA WALL CAB PLEXI 26D | 1423 | 1067.25
CWR-12-26SD | 2'DATA WALL CAB SOLID 26D | 1167 | 875.25
CWR-12-26SD4 | 2'DATA WALL CAB,SOLID,26D | 1309 | 981.75
CWR-12-26VD | 2'DATA WALL CAB VNTD 26D | 1192 | 894
CWR-12-26VD4 | 2'DATA WALL CAB,VNTD,26D | 1338 | 1003.5
CWR-12-32PD | 2'DATA WALL CAB,PLEXI,32D | 1448 | 1086
CWR-12-32SD | 2'DATA WALL CAB,SOLID,32D | 1267 | 950.25
CWR-12-32VD | 2'DATA WALL CAB,VNTD,32D | 1298 | 973.5
CWR-12-36PD4 | 2'DATA WALL CAB,PLEXI,36D | 1640 | 1230
CWR-12-36SD4 | 2'DATA WALL CAB,SOLID,36D | 1506 | 1129.5
CWR-12-36VD4 | 2'DATA WALL CAB,VNTD,36D | 1542 | 1156.5
CWR-18-17PD | 3'DATA WALL CAB,PLEXI,17D | 1248 | 936
CWR-18-17SD | 3'DATA WALL CAB,SOLID,17D | 1095 | 821.25
CWR-18-17VD | 3'DATA WALL CAB,VNTD,17D | 1117 | 837.75
CWR-18-21PD4 | 3'DATA WALL CAB,PLEXI,21D | 1413 | 1059.75
CWR-18-21VD4 | 3'DATA WALL CAB,VNTD,21D | 1328 | 996
CWR-18-22PD | 3'DATA WALL CAB,PLEXI,22D | 1392 | 1044
CWR-18-22SD | 3'DATA WALL CAB,SOLID,22D | 1224 | 918
CWR-18-22VD | 3'DATA WALL CAB,VNTD,22D | 1251 | 938.25
CWR-18-26PD | 3'DATA WALL CAB,PLEXI,26D | 1440 | 1080
CWR-18-26PD4 | 3'DATA WALL CAB,PLEXI,26D | 1579 | 1184.25
CWR-18-26SD | 3'DATA WALL CAB,SOLID,26D | 1263 | 947.25
CWR-18-26SD4 | 3'DATA WALL CAB,SOLID,26D | 1452 | 1089
CWR-18-26VD | 3'DATA WALL CAB,VNTD,26D | 1292 | 969
CWR-18-26VD4 | 3'DATA WALL CAB,VNTD,26D | 1484 | 1113
CWR-18-30PD4 | 3'DATA WALL CAB,PLEXI,30D | 1631 | 1223.25
CWR-18-30SD4 | 3'DATA WALL CAB,SOLID,30D | 1500 | 1125
CWR-18-32PD | 3'DATA WALL CAB,PLEXI,32D | 1519 | 1139.25
CWR-18-32SD | 3'DATA WALL CAB,SOLID,32D | 1332 | 999
CWR-18-32VD | 3'DATA WALL CAB,VNTD,32D | 1363 | 1022.25
CWR-18-36PD4 | 3'DATA WALL CAB,PLEXI,36D | 1721 | 1290.75
CWR-18-36SD4 | 3'DATA WALL CAB,SOLID,36D | 1585 | 1188.75
CWR-18-36VD4 | 3'DATA WALL CAB,VNTD,36D | 1621 | 1215.75
CWR-26-17PD | 4'DATA WALL CAB,PLEXI,17D | 1432 | 1074
CWR-26-17SD | 4'DATA WALL CAB,SOLID,17D | 1257 | 942.75
CWR-26-17VD | 4'DATA WALL CAB,VNTD,17D | 1286 | 964.5
CWR-26-22PD | 4'DATA WALL CAB,PLEXI,22D | 1498 | 1123.5
CWR-26-22SD | 4'DATA WALL CAB,SOLID,22D | 1315 | 986.25
CWR-26-22VD | 4'DATA WALL CAB,VNTD,22D | 1344 | 1008
CWR-26-26PD | 4'DATA WALL CAB,PLEXI,26D | 1565 | 1173.75
CWR-26-26PD4 | 4'DATA WALL CAB,PLEXI,26D | 1696 | 1272
CWR-26-26SD | 4'DATA WALL CAB,SOLID,26D | 1371 | 1028.25
CWR-26-26SD4 | 4'DATA WALL CAB,SOLID,26D | 1558 | 1168.5
CWR-26-26VD | 4'DATA WALL CAB,VNTD,26D | 1404 | 1053
CWR-26-26VD4 | 4'DATA WALL CAB,VNTD,26D | 1594 | 1195.5
CWR-26-30PD4 | 4'DATA WALL CAB,PLEXI,30D | 1773 | 1329.75
CWR-26-30SD4 | 4'DATA WALL CAB,SOLID,30D | 1631 | 1223.25
CWR-26-32PD | 4'DATA WALL CAB,PLEXI,32D | 1712 | 1284
CWR-26-32SD | 4'DATA WALL CAB,SOLID,32D | 1500 | 1125
CWR-26-32VD | 4'DATA WALL CAB,VNTD,32D | 1533 | 1149.75
CWR-26-36PD4 | 4'DATA WALL CAB,PLEXI,36D | 1937 | 1452.75
CWR-26-36SD4 | 4'DATA WALL CAB,SOLID,36D | 1783 | 1337.25
CWR-26-36VD4 | 4'DATA WALL CAB,VNTD,36D | 1818 | 1363.5
CWR-CSD-26-4 | CSD,CWR,26S,4D,SD,BK,CTM | 3564 | 2673
CWR-FKIT | FAN KIT FOR CWR SERIES | 288 | 216
CWR-KEY | KEYS FOR CWR FRONT DOORS | 9.5 | 7.13
CWR-OFRR12 | OFF-SET RAIL KIT,12SP CWR | 101 | 75.75
CWR-OFRR18 | OFF-SET RAIL KIT,18SP CWR | 124 | 93
CWR-OFRR26 | OFF-SET RAIL KIT,26SP CWR | 151 | 113.25
CWR-PFD-26 | 26SP CWR PLEXI FD | 761 | 570.75
CWR-PFD4-26 | 26SP CWR PLEXI FD 4"DP | 857 | 642.75
CWR-RR12 | REAR RAIL KIT,12SP CWR | 98 | 73.5
CWR-RR18 | REAR RAIL KIT,18SP CWR | 121 | 90.75
CWR-RR26 | REAR RAIL KIT,26SP CWR | 149 | 111.75
CWR-VD4-26 | CWR,DOOR,DEEP,VENT | 944 | 708
D-CFRD-44 | 44SP SPLIT FAN RD DRK | 3551 | 2663.25
D-CPU | DESK MOUNT CPU HOLDER | 363 | 272.25
D-PT15 | 15"DESK PENCIL TRAY | 173 | 129.75
D-RING | WALLMT/RCKMT D-RING CBL M | 22 | 16.5
D12SD-DC | 2 BAY RACK,SQ TOP W/DOORS DC | 4364 | 3273
D2 | 2SP ANODIZED DRAWER | 283 | 212.25
D2-UMS-28 | 2SP UNIV MNTG,28"D | 851 | 638.25
D2LK | 2SP ANOD DRAWER W/LOCK | 345 | 258.75
D3 | 3SP ANODIZED DRAWER | 318 | 238.5
D3LK | 3SP ANOD DRAWER W/LOCK | 380 | 285
D4 | 4SP ANODIZED DRAWER | 336 | 252
D4LK | 4SP ANOD DRAWER W/LOCK | 402 | 301.5
D5 | 5SP ANODIZED DRAWER | 384 | 288
D5LK | 5SP ANOD DRAWER W/LOCK | 429 | 321.75
DANGLE-3-31 | 3 BAY DRK FLOOR ANGLES,31D | 266 | 199.5
DCDP | CD PARTITION FOR 4SP DRAW | 85.5 | 64.13
DCFANKIT-4 | DC FAN KIT 4 FANS 100CFM | 244 | 183
DCFRD-1/2PNL-44 | 1/2 BLANKS FOR DCFRD-44 | 126 | 94.5
DCLVRD-44 | LG PRF SPLT REARDR,44,DRK | 1150 | 862.5
DCRD-44 | 44SP SOLID SPLIT RD,DRK | 607 | 455.25
DECP-1X1 | 1SP PNL W/(1)DECORA OP BK | 49 | 36.75
DECP-1X2 | 1SP PNL W/(2)DECORA OP BK | 49 | 36.75
DECP-1X3 | 1SP PNL W/(3)DECORA OP BK | 51 | 38.25
DECP-1X4 | 1SP PNL,ACCPT 1-4 DECORA | 51 | 38.25
DFVRD-44 | DRK FULLY VENTED REAR DOO | 698 | 523.5
DLBX | DVR LOCK BOX | 629 | 471.75
DLBX-FSK | FRONT SECURITY KIT DLBX | 60 | 45
DLBX-RR5 | 5SP RAIL KIT FOR DLBX | 37.5 | 28.13
DLBX-WM | WALL MOUNT BRACKETS | 134 | 100.5
DLVFD-44 | DRK LRG PERF FRONT DOOR | 1228 | 921
DLVRD-44 | DRK LRG PERF VENT REARDR | 901 | 675.75
DM | DRAWER MAT BLACK | 21 | 15.75
DO-5-14 | SOLID DOOR FOR SLIM 5-14 | 273 | 204.75
DO-5-21 | SOLID DOOR FOR SLIM 5-21 | 323 | 242.25
DO-5-29 | SOLID DOOR FOR SLIM 5-29 | 392 | 294
DO-5-37 | SOLID DOOR FOR SLIM 5-37 | 433 | 324.75
DO-5-43 | SOLID DOOR FOR SLIM 5-43 | 496 | 372
DO-5-8 | SOLID DOOR FOR SLIM 5-8 | 252 | 189
DOC | DOCUMENT HOLDER FOR REARD | 60 | 45
DOC-SACK | DOCUMENT HLDR FPR REAR DR | 51.5 | 38.63
DOOR-P10 | FRONT/REAR DOOR PLEXI 10U | 262 | 196.5
DOOR-P12 | FRONT/REAR DOOR PLEXI 12U | 285 | 213.75
DOOR-P16 | FRONT/REAR DOOR PLEXI 16U | 349 | 261.75
DOOR-P18 | FRONT/REAR DOOR PLEXI 18U | 380 | 285
DOOR-P21 | FRONT/REAR DOOR PLEXI 21U | 478 | 358.5
DOOR-P27 | FRONT/REAR DOOR PLEXI 27U | 532 | 399
DOOR-P35 | FRONT/REAR DOOR PLEXI 35U | 604 | 453
DOOR-P42 | FRONT/REAR DOOR PLEXI 42U | 763 | 572.25
DOOR-S10 | FRONT/REAR DOOR SOLID 10U | 167 | 125.25
DOOR-S12 | FRONT/REAR DOOR SOLID 12U | 176 | 132
DOOR-S16 | FRONT/REAR DOOR SOLID 16U | 192 | 144
DOOR-S18 | FRONT/REAR DOOR SOLID 18U | 213 | 159.75
DOOR-S21 | FRONT/REAR DOOR SOLID 21U | 258 | 193.5
DOOR-S27 | FRONT/REAR DOOR SOLID 27U | 283 | 212.25
DOOR-S35 | FRONT/REAR DOOR SOLID 35U | 330 | 247.5
DOOR-S42 | FRONT/REAR DOOR SOLID 42U | 402 | 301.5
DOP-5-14 | PLEXI DOOR FOR SLIM 5-14 | 864 | 648
DOP-5-21 | PLEXI DOOR FOR SLIM 5-21 | 930 | 697.5
DOP-5-29 | PLEXI DOOR FOR SLIM 5-29 | 1080 | 810
DOP-5-37 | PLEXI DOOR FOR SLIM 5-37 | 1144 | 858
DOP-5-43 | PLEXI DOOR FOR SLIM 5-43 | 1188 | 891
DOP-5-8 | PLEXI DOOR FOR SLIM 5-8 | 799 | 599.25
DPFD-44 | DRK PLEXI FRONT DOOR | 1612 | 1209
DPVFD-44 | DRK VENTED PLEXI FRONT DO | 1701 | 1275.75
DR-12 | 12SP DESKTOP RACK RAIL | 126 | 94.5
DR-8 | 8SP DESKTOP RACK RAIL | 112 | 84
DRIFT | PR.DRIFT PINS FOR GANGING | 90 | 67.5
DRK-44DUCT | 44SP CABLE DUCT -- 19 DRK | 656 | 492
DRK19-44-31 | 19PANLW,44SP,31DP DRKW/DC | 3778 | 2833.5
DRK19-44-31K | 19,44SP,31DP DRK,CONFIG | 6320 | 4740
DRK19-44-31LRD | 19,44SP,31DP DRK W/O REAR | 3585 | 2688.75
DRK19-44-31PRO | 19,44SP,31DP DRK W/CAGERL | 3950 | 2962.5
DRK19-44-36 | 19,44SP,36DP DRK 10-32RAI | 4226 | 3169.5
DRK19-44-36LRD | 19,44SP,36DP DRKW/O REARD | 4028 | 3021
DRK19-44-36PRO | 19,44SP,36DP DRK W/CAGERA | 4397 | 3297.75
DRK19-44-36PROLRD | 19,44SP,36DP DRK W/CAGERAIL,LRD | 4211 | 3158.25
DRK19-44-42 | 19PNLW,44SP,42"DP DRK | 4785 | 3588.75
DRK19-44-42LRD | 19PANLW,44SP,42"DP DRK | 4582 | 3436.5
DRK19-44-42PRO | 19PANLW,44SP,42"DP DRK | 4961 | 3720.75
DRK19-44-42PROLRD | 19,44SP,42DP DRK W/CAGERAIL,LRD | 4769 | 3576.75
DRK19-RR44 | PR.19,44SP DRK RACKRAIL | 363 | 272.25
DRK19-RR44PRO | PAIR 44SP,CAGENUTRAIL FOR | 397 | 297.75
DS-1-FS-BK | DISPSTD,FRSTND,1DSP,BLK | 6121 | 4590.75
DS-1-FS-L-BK | DS,FRSTND,1DSP,L,BLK | 7122 | 5341.5
DS-1-FS-L-WH | DS,FRSTND,1DSP,L,WHT | 7122 | 5341.5
DS-1-FS-M-BK | DS,FRSTND,1DSP,M,BLK | 7011 | 5258.25
DS-1-FS-M-WH | DS,FRSTND,1DSP,M,WHT | 7011 | 5258.25
DS-1-FS-WH | DISPSTD,FRSTND,1DSP,WHT | 6121 | 4590.75
DS-1-FS-XL-BK | DS,FRSTND,1DSP,XL,BLK | 7234 | 5425.5
DS-1-FS-XL-WH | DS,FRSTND,1DSP,XL,WHT | 7234 | 5425.5
DS-1-FTW-BK | DISPSTD,FTWALL,1DSP,BLK | 4118 | 3088.5
DS-1-FTW-L-BK | DS,FTW,1DSP,L,BLK | 5119 | 3839.25
DS-1-FTW-L-WH | DS,FTW,1DSP,L,WHT | 5119 | 3839.25
DS-1-FTW-M-BK | DS,FTW,1DSP,M,BLK | 5008 | 3756
DS-1-FTW-M-WH | DS,FTW,1DSP,M,WHT | 5008 | 3756
DS-1-FTW-WH | DISPSTD,FTWALL,1DSP,WHT | 4118 | 3088.5
DS-1-FTW-XL-BK | DS,FTW,1DSP,XL,BLK | 5231 | 3923.25
DS-1-FTW-XL-WH | DS,WLMT,1DSP,XL,WHT | 5231 | 3923.25
DS-1000SC-AL | DS CART,V1000 SNGL,CA,AL | 2059 | 1544.25
DS-600SL-AL | DS STAND,V600 SNGL,LV,AL | 1117 | 837.75
DS-600SP-AL | DS STAND,V600 SNGLE,PL,AL | 1236 | 927
DS-CS108-B | DS CAM SHELF 10X8 BLACK | 75 | 56.25
DS-SRD-1-L-BK | DS,SHRD,1DSPL,LRG,BK | 1002 | 751.5
DS-SRD-1-L-WH | DS,SHRD,1DSPL,LRG,WH | 1002 | 751.5
DS-SRD-1-M-BK | DS,SHRD,1DSPL,MED,BK | 891 | 668.25
DS-SRD-1-M-WH | DS,SHRD,1DSPL,MED,WH | 891 | 668.25
DS-SRD-1-XL-BK | DS,SHRD,1DSPL,XL,BK | 1113 | 834.75
DS-SRD-1-XL-WH | DS,SHRD,1DSPL,XL,WH | 1113 | 834.75
DS-UTS10-B | DS UT SHELF 10X10 BLACK | 106 | 79.5
DSA-DW-LLKIT1 | DSA,DW,LVRLK,KIT8 | 86 | 64.5
DT-PVFD-10 | XI VENTED FRNT DR | 400 | 300
DT-PVFD-12 | 12SP PLEXI VENTED FRNT DR | 421 | 315.75
DT-PVFD-14 | 14SP PLEXI VENTED FRNT DR | 456 | 342
DT-PVFD-18 | 18SP PLEXI VENTED FRNT DR | 500 | 375
DT-PVFD-7 | 7SP PLEXI VENTED FRNT DR | 306 | 229.5
DT-RAP10 | 10SP DTRK REAR ACCESS PAN | 192 | 144
DT-RAP12 | 12SP DTRK REAR ACCESS PAN | 202 | 151.5
DT-RAP14 | 14SP DTRK REAR ACCESS PAN | 208 | 156
DT-RAP18 | 18SP DTRK REAR ACCESS PAN | 229 | 171.75
DT-RAP7 | 7SP DTRK REAR ACCESS PAN | 181 | 135.75
DT-VFD-10 | 10SP DTRK VENTED FRONT DR | 236 | 177
DT-VFD-12 | 12SP DTRK VENTED FRONT DR | 242 | 181.5
DT-VFD-14 | 14SP DTRK VENTED FRONT DR | 254 | 190.5
DT-VFD-18 | 18SP DTRK VENTED FRONT DR | 296 | 222
DT-VFD-7 | 7SP DTRK VENTED FRONT DR | 181 | 135.75
DT8DC | 8SP DESKTOP RACK DC | 606 | 454.5
DT8G | 8SP DESKTOP RACK, GRAPHIT | 577 | 432.75
DT8HM | 8SP DESKTOP RACK HM | 606 | 454.5
DTRK-1018 | 10SP/18D DSKTP RK,NO DRS | 522 | 391.5
DTRK-1218 | 12SP/18D DSKTP RK,NO DRS | 604 | 453
DTRK-1418 | 14SP/18D DSKTP RK,NO DRS | 691 | 518.25
DTRK-1818 | 18SP/18D DSKTP RK,NO DRS | 785 | 588.75
DTRK-718 | 7SP/18D DSKTP RK,NO DRS | 435 | 326.25
DTRK-W | DTRK CASTERS W/HARDWARE | 103 | 77.25
DUCT-COOL-1PT | 135CFM,INLINE,DUCTCOOL | 851 | 638.25
DUCT-COOL-2PT | 293CFM,INLINE,DUCTCOOL | 1046 | 784.5
DUP1 | DUPLEX (1) PORT UCP PNL | 25 | 18.75
DUP2 | DUPLEX (2) PORT UCP PNL | 25 | 18.75
DVFD-44 | FINE PERF FRONT DOOR FOR | 899 | 674.25
DVRD-44 | DRK VENTED REAR DOOR | 198 | 148.5
DWR-10-17 | 10SP/17D WALLRACK BLACK | 814 | 610.5
DWR-10-17PD | 10SP/17D WALLRACK W/PLEXI | 1103 | 827.25
DWR-10-22 | 10SP/22D WALLRACK BLACK | 878 | 658.5
DWR-10-22PD | 10SP/22D WALLRACK W/PLEXI | 1159 | 869.25
DWR-10-26PD | 10SP/26D WALLRACK W/PLEXI | 1294 | 970.5
DWR-12-17 | 12SP/17D WALLRACK BLACK | 905 | 678.75
DWR-12-17PD | 12SP/17D WALLRACK W/PLEXI | 1201 | 900.75
DWR-12-22 | 12SP/22D WALLRACK BLACK | 988 | 741
DWR-12-22PD | 12SP/22D WALLRACK W/PLEXI | 1280 | 960
DWR-12-26 | 12SP/26D WALLRACK BLACK | 1070 | 802.5
DWR-12-26PD | 12SP/26D WALLRK W/PLEXIDR | 1346 | 1009.5
DWR-12-32 | 12SP/32D WALL RACK,BLACK | 1126 | 844.5
DWR-12-32PD | 12SP/32D WALLRACK W/PLEXI | 1404 | 1053
DWR-16-17 | 16SP/16D WALLRACK BLACK | 1047 | 785.25
DWR-16-17PD | 16SP/17D WALLRACK W/PLEXI | 1359 | 1019.25
DWR-16-22 | 16SP/22D WALLRACK BLACK | 1192 | 894
DWR-16-22PD | 16SP/22D WALLRACK W/PLEXI | 1488 | 1116
DWR-18-17 | 18SP/17D WALLRACK BLACK | 1169 | 876.75
DWR-18-17PD | 18SP/17D WALLRACK W/PLEXI | 1481 | 1110.75
DWR-18-22 | 18SP/22D WALLRACK BLACK | 1286 | 964.5
DWR-18-22PD | 18SP/22D WALLRACK W/PLEXI | 1588 | 1191
DWR-18-26 | 18SP/26D WALLRACK BLACK | 1328 | 996
DWR-18-26PD | 18SP/26D WALLRK W/PLEXI | 1625 | 1218.75
DWR-18-32 | 18SP/32D WALL RACK,BLACK | 1375 | 1031.25
DWR-18-32PD | 18SP/32D WALLRACK W/PLEXI | 1675 | 1256.25
DWR-21-17 | 21SP/17D WALLRACK BLACK | 1305 | 978.75
DWR-21-17PD | 21SP/17D WALLRACK W/PLEXI | 1652 | 1239
DWR-21-22 | 21SP/22D WALLRACK BLACK | 1461 | 1095.75
DWR-21-22PD | 21SP/22D WALLRACK W/PLEXI | 1793 | 1344.75
DWR-24-17 | 24SP/17D WALLRACK BLACK | 1350 | 1012.5
DWR-24-17PD | 24SP/17D WALLRACK W/PLEXI | 1727 | 1295.25
DWR-24-22 | 24SP/22D WALLRACK BLACK | 1573 | 1179.75
DWR-24-22PD | 24SP/22D WALLRACK W/PLEXI | 1927 | 1445.25
DWR-24-26 | DWR RACK 24RU 24"USEABLE | 1862 | 1396.5
DWR-24-26PD | 24SP/26D WALLRK W/PLEXI | 2184 | 1638
DWR-24-32 | 24SP/32D WALL RACK,BLACK | 1889 | 1416.75
DWR-35-17 | 35SP/17D WALLRACK BLACK | 1596 | 1197
DWR-35-22 | 35SP/22D WALLRACK BLACK | 1843 | 1382.25
DWR-35-22PD | 35SP/22D WALLRACK W/PLEXI | 2417 | 1812.75
DWR-35-26 | 35SP/26D WALLRACK BLACK | 2064 | 1548
DWR-35-26PD | 35SP/26D WALLRK W/PLEXI | 2615 | 1961.25
DWR-CVR | DWR COVER PLATE/SHELF,BK | 61 | 45.75
DWR-FK17 | 17DP DWR FAN KIT | 273 | 204.75
DWR-FK22 | 22DP DWR FAN KIT | 273 | 204.75
DWR-FK26 | 26DP DWR FAN KIT | 273 | 204.75
DWR-FK32 | 32DP DWR FAN KIT | 273 | 204.75
DWR-FK6-26 | 6" FAN,26"D DWR FAN KIT | 372 | 279
DWR-FK6-32 | 6" FAN,32"D DWR FAN KIT | 372 | 279
DWR-RR10 | 10SP REAR RL KIT DWR/EWR | 62 | 46.5
DWR-RR12 | 12SP REAR RL KIT DWR/EWR | 67 | 50.25
DWR-RR12-PRO | 12SP REAR RAIL KIT,PRO | 66 | 49.5
DWR-RR16 | 16SP REAR RL KIT DWR/EWR | 81.5 | 61.13
DWR-RR18 | 18SP REAR RL KIT DWR/EWR | 91 | 68.25
DWR-RR21 | 21SP REAR RL KIT DWR/EWR | 100 | 75
DWR-RR24 | 24SP RAIL KIT DWR/EWR/SR | 120 | 90
DWR-RR35 | 35SP REAR RL KIT DWR/EWR | 153 | 114.75
DWR-RR40 | 40SP REAR RL KIT SR-40-XX | 167 | 125.25
DWR-RR46 | 46SP REAR RL KIT SR-46-XX | 180 | 135
DWR-RR8 | 8SP REAR RAIL KIT DWR/EWR | 56 | 42
DWRSR-ZL | DWR/SR ZERO CLEAR LATCH | 136 | 102
E12DK | 2 DOOR KIT FOR EDIT CENTE | 1551 | 1163.25
EB1 | 1SP FLANGED ECONO BLANK | 15.5 | 11.63
EB1-CP12 | 12PC. EB1 CONTRACT PACK | 159 | 119.25
EB1-H | 1SP FLAT BLK HANDLE PANEL | 34 | 25.5
EB1/2 | 1/2SP FLANGED BLANK BLACK | 14.5 | 10.88
EB1/3 | 1/3SP FLANGED BLANK BLACK | 12.5 | 9.38
EB1MP | 50PC. EB1 MASTER PACK | 631 | 473.25
EB2 | 2SP FLANGED ECONO BLANK | 21 | 15.75
EB2-CP12 | 12PC. EB2 CONTRACT PACK | 225 | 168.75
EB2MP | 25PC. EB2 MASTER PACK | 427 | 320.25
EB3 | 3SP FLANGED ECONO BLANK | 24 | 18
EB3-CP6 | 6PC. EB3 CONTRACT PACK | 132 | 99
EB3-RP15 | 15PC EB3 RETAIL PACK | 351 | 263.25
EB4 | 4SP FLANGED ECONO BLANK | 35.5 | 26.63
EB4-CP6 | 6PC. EB4 CONTRACT PACK | 192 | 144
EB4-RP15 | 15PC EB4 RETAIL PACK | 466 | 349.5
EB5 | 5SP FLANGED ECONO BLANK | 39.5 | 29.63
EB6 | 6SP FLANGED ECONO BLANK | 44.5 | 33.38
EC-1 | 1SP ECONO CHASSIS 6DP | 93 | 69.75
EC-2 | 2SP ECONO CHASSIS 6DP | 116 | 87
EC-3 | 3SP ECONO CHASSIS 6DP | 136 | 102
ERK-1025KD | 10SP/25D KD STNDALN RACK | 859 | 644.25
ERK-10FT | ERK FAN TOP FITS 1PC.10FA | 78.5 | 58.88
ERK-10FT-550CFM | INTEGRATED 10"FAN TOP | 723 | 542.25
ERK-10FT-FC | 10"(1)FAN/TOP W/FC ERK | 915 | 686.25
ERK-1820 | 18SP/20D RACK W/RD AND TO | 914 | 685.5
ERK-1820LRD | 18SP/20D RACK, LESS RD W/ | 818 | 613.5
ERK-1825 | 18SP/25D RACK W/RD AND TO | 1005 | 753.75
ERK-1825-CONFIG | 18SP/25D ERK CONFIG | 2197 | 1647.75
ERK-1825KD | 18SP/25DP KD STANDALONE | 1005 | 753.75
ERK-1825LRD | 18SP/25D RACK, LESS RD W/ | 909 | 681.75
ERK-1828 | 18SP/28D RACK W/REAR DR | 1080 | 810
ERK-1828LRD | 18SP/28D RACK LESS R DR | 974 | 730.5
ERK-2120 | 21SP/20D STANDALONE RACK | 972 | 729
ERK-2120LRD | 21SP/20D STANDALONE W/ST | 878 | 658.5
ERK-2125 | 21SP/25D STANDALONE RACK | 1061 | 795.75
ERK-2125-CONFIG | 21SP/25D ERK CONFIG | 2488 | 1866
ERK-2125KD | 21SP/25D KD STNDALN RACK | 1061 | 795.75
ERK-2125LRD | 21SP/25D STANDALONE W/ST | 970 | 727.5
ERK-2128 | 21SP/28D RACK W/REAR DR | 1142 | 856.5
ERK-2128LRD | 21SP/28D RACK LESS R DR | 1040 | 780
ERK-2720 | 27SP/20D STANDALONE RACK | 1032 | 774
ERK-2720LRD | 27SP/20D STANDALONE W/ST | 936 | 702
ERK-2725 | 27SP/25D STANDALONE RACK | 1120 | 840
ERK-2725-CONFIG | 27SP/25D ERK CONFIG | 2713 | 2034.75
ERK-2725LRD | 27SP/25D STANDALONE W/ST | 1026 | 769.5
ERK-2728 | 27SP/28D RACK W/REAR DR | 1203 | 902.25
ERK-2728LRD | 27SP/28D RACK LESS R DR | 1097 | 822.75
ERK-3520 | 35SP/20D STANDALONE RACK | 1126 | 844.5
ERK-3520LRD | 35SP/20D STANDALONE RACK | 974 | 730.5
ERK-3525 | 35SP/25D STANDALONE RACK | 1253 | 939.75
ERK-3525-AV | 35SP/25D CONFIG AV RACK | 2975 | 2231.25
ERK-3525-CONFIG | 35SP/25D ERK CONFIG | 3081 | 2310.75
ERK-3525KD | 35SP/25D KD STANDALONE RK | 1253 | 939.75
ERK-3525LRD | 35SP/25D STANDALONE RACK | 1101 | 825.75
ERK-3528 | 35SP/28D RACK W/REAR DR | 1346 | 1009.5
ERK-3528LRD | 35SP/28D RACK LESS R DR | 1169 | 876.75
ERK-40-F-EXT3 | ERK,40SP,FRONT EXT,3"D | 421 | 315.75
ERK-40-R-EXT3 | ERK,40SP,REAR EXT,3"D | 421 | 315.75
ERK-4020 | 40SP/20D STANDALONE RACK | 1261 | 945.75
ERK-4020LRD | 40SP/20D STANDALONE RACK | 1109 | 831.75
ERK-4025 | 40SP/25D STANDALONE RACK | 1328 | 996
ERK-4025-AV | 40SP/25D CONFIG AV RACK | 3077 | 2307.75
ERK-4025LRD | 40SP/25D STANDALONE RACK | 1176 | 882
ERK-4028 | 40SP/28D RACK W/REAR DR | 1427 | 1070.25
ERK-4028LRD | 40SP/28D RACK LESS R DR | 1257 | 942.75
ERK-44-F-EXT3 | ERK,44SP,FRONT EXT,3"D | 437 | 327.75
ERK-44-R-EXT3 | ERK,44SP,REAR EXT,3"D | 437 | 327.75
ERK-4420 | 44SP/20D STANDALONE RACK | 1336 | 1002
ERK-4420LRD | 44SP/20D STANDALONE RACK | 1186 | 889.5
ERK-4425 | 44SP/25D STANDALONE RACK | 1448 | 1086
ERK-4425-AV | 44SP/25D CONFIG AV RACK | 3191 | 2393.25
ERK-4425KD | 44SP/25D KD STANDALONE RK | 1448 | 1086
ERK-4425KD-LRD | 44SP/25D KD STNDALONE LRD | 1271 | 953.25
ERK-4425LRD | 44SP/25D STANDALONE RACK | 1294 | 970.5
ERK-4428 | 44SP/28D RACK W/REAR DR | 1552 | 1164
ERK-4428LRD | 44SP/28D RACK LESS R DR | 1384 | 1038
ERK-4FT | ERK FAN TOP FITS 3PCS. 4F | 78.5 | 58.88
ERK-4FT-285CFM | INTEGRATED 4"FAN TOP | 521 | 390.75
ERK-4QFT-FC | 4.5"(3)FAN/TOP W/FC ERK | 943 | 707.25
ERK-6FT | 6"FAN TOP,2 FANS,ERK | 76.5 | 57.38
ERK-6FT-440CFM | INTEG 6"FAN TOPW/GUARDS | 601 | 450.75
ERK-DT | DUCT TOP OPT ERK/SCRK BLK | 103 | 77.25
ERK-LVT | ERK LARGE VENTED TOP | 95 | 71.25
ERK-RD-10 | 10SP ERK REAR DOOR | 262 | 196.5
ERK-RD-18 | 18SP ERK REAR DOOR | 99 | 74.25
ERK-RD-21 | 21SP ERK REAR DOOR | 99 | 74.25
ERK-RD-27 | 27SP ERK REAR DOOR | 99 | 74.25
ERK-RD-35 | 35SP ERK REAR DOOR | 157 | 117.75
ERK-RD-40 | 40SP ERK REAR DOOR | 157 | 117.75
ERK-RD-44 | 44SP ERK REAR DOOR | 157 | 117.75
ERK-RDC18 | ERK,REAR CABLE DOOR,18SP | 293 | 219.75
ERK-RDC21 | ERK,REAR CABLE DOOR,21SP | 303 | 227.25
ERK-RDC27 | ERK,REAR CABLE DOOR,27SP | 322 | 241.5
ERK-RDC35 | ERK,REAR CABLE DOOR,35SP | 347 | 260.25
ERK-RDC40 | ERK,REAR CABLE DOOR,40SP | 369 | 276.75
ERK-RDC44 | ERK,REAR CABLE DOOR,44SP | 384 | 288
ERK-RR10 | 10SP ERK REAR RAIL OPTION | 61 | 45.75
ERK-RR18 | 18SP ERK REAR RAIL OPTION | 81.5 | 61.13
ERK-RR21 | 21SP ERK REAR RAIL OPTION | 91 | 68.25
ERK-RR27 | 27SP ERK REAR RAIL OPTION | 110 | 82.5
ERK-RR35 | 35SP ERK REAR RAIL OPTION | 124 | 93
ERK-RR40 | 40SP ERK REAR RAIL OPTION | 141 | 105.75
ERK-RR44 | 44SP ERK REAR RAIL OPTION | 153 | 114.75
ERK-ST | ERK SOLID TOP | 78.5 | 58.88
ERK-VRD-18 | ERK 18SP VENT.REARDR OPTI | 204 | 153
ERK-VRD-21 | ERK 21SP VENT.REARDR OPTION | 215 | 161.25
ERK-VRD-27 | ERK 27SP VENT.REARDR OPTI | 235 | 176.25
ERK-VRD-35 | ERK 35SP VENT.REARDR OPTI | 260 | 195
ERK-VRD-40 | ERK 40SP VENT.REARDR OPTI | 291 | 218.25
ERK-VRD-44 | ERK 44SP VENT.REARDR OPTI | 305 | 228.75
ERK-VT | ERK VENTED TOP | 78.5 | 58.88
ERK-Z4 | SEISMIC BRKTS.FOR ERK | 69.5 | 52.13
ESX-ACC-BKT | ACCESSORY BKT,PAIR | 40.5 | 30.38
EVFD-10 | 10SP SLOT VENTED DR(EWR) | 320 | 240
EVFD-12 | 12SP SLOT VENTED DR(EWR) | 338 | 253.5
EVFD-16 | 16SP SLOT VENT DOOR(EWR) | 345 | 258.75
EVFD-8 | 8SP SLOT VENTED DOOR(EWR) | 289 | 216.75
EVT1 | 1SP FLANGED ECONO VENT | 20 | 15
EVT1-CP12 | 12PC. EVT1 CONTRACT PACK | 211 | 158.25
EVT2 | 2SP FLANGED ECONO VENT | 24 | 18
EVT2-CP12 | 12PC. EVT2 CONTRACT PACK | 264 | 198
EWR-10-17 | 10SP/17D ECONO WALLRK BK | 637 | 477.75
EWR-10-17SD | 10SP/17D ECONO WLRK,BK,DR | 779 | 584.25
EWR-10-22 | 10SP/22D ECONO WALLRK BK | 693 | 519.75
EWR-10-22SD | 10SP/22D ECONO WLRK,BK,DR | 853 | 639.75
EWR-12-17 | 12SP/17D ECONO WALLRK,BK | 742 | 556.5
EWR-12-17SD | 12SP/17D ECONO WLRK,BK,DR | 886 | 664.5
EWR-12-22 | 12SP/22D ECONO WALLRK BK | 800 | 600
EWR-12-22SD | 12SP/22D ECONO WLRK,BK,DR | 979 | 734.25
EWR-16-17 | 16SP/17D ECONO WALLRK BK | 899 | 674.25
EWR-16-17SD | 16SP/17D ECONO WLRK,BK,DR | 1094 | 820.5
EWR-16-22 | 16SP/22D ECONO WALLRK BK | 1035 | 776.25
EWR-16-22SD | 16SP/22D ECONO WLRK,BK,DR | 1228 | 921
EWR-8-17 | 8SP/17D ECONO WALLRACK BK | 575 | 431.25
EWR-8-17SD | 8SP/17D ECONO WALRK,BK,DR | 660 | 495
EWR-8-22 | 8SP/22D ECONO WALLRACK,BK | 641 | 480.75
EWR-8-22SD | 8SP/22D ECONO WLRK,BK,DR | 769 | 576.75
EWR-ARB-17 | 17"DP EWR ADJ.RAIL BRKT | 69.5 | 52.13
EWR-ARB-22 | 22"DP EWR ADJ.RAIL BRKT | 78.5 | 58.88
FAN-119 | 119MM FAN 220V W/CORD | 103 | 77.25
FAN-254 | 254MM FAN,220V,W/CORD | 370 | 277.5
FAN-6 | 6"FAN 220 CFM,CORD&HDW | 179 | 134.25
FAN2-DC | (2) 4" DC FANS | 137 | 102.75
FAN2-DC-FC | (2) 4"DC FANS W/CONTROL | 364 | 273
FANCORD-2X1 | 6FT,1 PLUG,2 FAN PWR CORD | 25.5 | 19.13
FANCORD-3X1 | 6FT,1 PLUG,3 FAN PWR CORD | 31.5 | 23.63
FANCORD-4X1 | 6FT,1 PLUG,4 FAN PWR CORD | 36 | 27
FANTOP-138DC | FAN TOP OPTION,138CFM,DC | 187 | 140.25
FC-2-215-1CA | FAN CNTRL,THRM CTRL(2)15A | 404 | 303
FC-4-1CA | FAN CNTRL,STANDALONE | 364 | 273
FC-4-IEC | FAN CTRL,STANDALONE,IEC | 315 | 236.25
FC-4A | 8"MPR FAN CONTROL MOD | 332 | 249
FC-DC | FAN CONTROLLER,DC | 204 | 153
FD-10 | 10SP SOLID FRONTDR, UNIV. | 208 | 156
FD-12 | 12SP SOLID FRONTDR, UNIV. | 233 | 174.75
FD-14 | 14SP SOLID FRONTDR, UNIV. | 244 | 183
FD-16 | 16SP SOLID FRONTDR, UNIV. | 254 | 190.5
FD-18 | 18SP SOLID FRONTDR, UNIV. | 292 | 219
FD-21 | 21SP SOLID FRONTDR, UNIV. | 323 | 242.25
FD-24 | 24SP SOLID FRONTDR, UNIV. | 346 | 259.5
FD-27 | 27SP SOLID FRONTDR, UNIV. | 404 | 303
FD-35 | 35SP SOLID FRONTDR, UNIV. | 421 | 315.75
FD-37 | 37SP SOLID FRONTDR, UNIV. | 433 | 324.75
FD-40 | 40SP SOLID FRONTDR, UNIV. | 446 | 334.5
FD-42 | 42SP SOLID FRONT DR,UNIV | 435 | 326.25
FD-44 | 44SP SOLID FRONTDR, UNIV. | 458 | 343.5
FD-45 | 45SP SOLID FRONT DR,UNIV | 458 | 343.5
FD-46 | 46SP SOLID FRONT DOOR | 496 | 372
FD-54 | SOLID FRONT DOOR FITS VMR | 572 | 429
FD-8 | 8SP SOLID FRONTDR(EWR)BK | 165 | 123.75
FD-WMRK-24 | 24SP SOLID FRONT DR, WMRK | 427 | 320.25
FD-WMRK-42 | 42SP SOLID FRONT DR, WMRK | 530 | 397.5
FD-WMRK-42LH | 42SP SOLID DR,NO HANDLE | 492 | 369
FD-WMRK-45 | 45SP SOLID FRONT DR, WMRK | 556 | 417
FD-WMRK-45LH | 45SP SOLID DR,NO HANDLE | 520 | 390
FD28-24 | 28W/24SP SR SOLID FRNT DR | 389 | 291.75
FD28-40 | 28W/40SP SR SOLID FRNT DR | 504 | 378
FD28-46 | 28W/46SP SR SOLID FRNT DR | 558 | 418.5
FD28-47 | 1SP FLAT ECONO BLANK | 14.5 | 10.88
FEB1-CP12 | 12PC. FEB1 CONTRACT PACK | 147 | 110.25
FEB1MP | 50PC. FEB1 MASTER PACK | 557 | 417.75
FEB1MP | 2SP FLAT ECONO BLANK | 19 | 14.25
FEB2-CP12 | 12PC. FEB2 CONTRACT PACK | 198 | 148.5
FEB2MP | 25PC. FEB2 MASTER PACK | 371 | 278.25
FEB2MP | 3SP FLAT ECONO BLANK | 23 | 17.25
FEB3-CP6 | 6PC. FEB3 CONTRACT PACK | 126 | 94.5
FEB3-CP7 | 4SP FLAT ECONO BLANK | 31 | 23.25
FEB4-CP6 | 6PC. FEB4 CONTRACT PACK | 167 | 125.25
FEB4-CP7 | 5SP FLAT ECONO BLANK | 38.5 | 28.88
FEB4-CP8 | 6SP FLAT ECONO BLANK | 41.5 | 31.13
FI-2 | FOAM INSERT 2 SPACE | 65 | 48.75
FI-3 | FOAM INSERT 3 SPACE | 71.5 | 53.63
FI-4 | FOAM INSERT 4 SPACE | 91 | 68.25
FILTER | 3SP FILTER KIT | 73.5 | 55.13
FK2 | 2 SP UCP FRAME KIT | 64.5 | 48.38
FK4 | 4SP UCP FRAME KIT | 115 | 86.25
FM-48SMK-1A-CHG | FRM,SHRD,MTKIT,48INSTD,SNGL4255,CHGRY | 1000 | 750
FM-48SMK-1A-SLG | FRM,SHRD,MTKIT,48INSTD,SNGL4255,SLGRY | 1000 | 750
FM-48SMK-1B-CHG | FRM,SHRD,MTKIT,48INSTD,SNGL5665,CHGRY | 1100 | 825
FM-48SMK-1B-SLG | FRM,SHRD,MTKIT,48INSTD,SNGL5665,SLGRY | 1100 | 825
FM-48SMK-1C-CHG | FRM,SHRD,MTKIT,48INSTD,SNGL6675,CHGRY | 1200 | 900
FM-48SMK-1C-SLG | FRM,SHRD,MTKIT,48INSTD,SNGL6675,SLGRY | 1200 | 900
FM-66SMK-1D-CHG | FRM,SHRD,MTKIT,66INSTD,SNGL7075,CHGRY | 1200 | 900
FM-66SMK-1D-SLG | FRM,SHRD,MTKIT,66INSTD,SNGL7075,SLGRY | 1200 | 900
FM-66SMK-1E-CHG | FRM,SHRD,MTKIT,66INSTD,SNGL7685,CHGRY | 1360 | 1020
FM-66SMK-1E-SLG | FRM,SHRD,MTKIT,66INSTD,SNGL7685,SLGRY | 1360 | 1020
FM-66SMK-1F-CHG | FRM,SHRD,MTKIT,66INSTD,SNGL86100,CHGRY | 1440 | 1080
FM-66SMK-1F-SLG | FRM,SHRD,MTKIT,66INSTD,SNGL86100,SLGRY | 1440 | 1080
FM-66SMK-1K-CHG | FRM,SHRD,MTKIT,66INSTD,SNGL084,219,CHGRY | 1520 | 1140
FM-66SMK-1K-SLG | FRM,SHRD,MTKIT,66INSTD,SNGL084,219,SLGRY | 1520 | 1140
FM-66SMK-1L-CHG | FRM,SHRD,MTKIT,66INSTD,SNGL104,219,CHGRY | 1680 | 1260
FM-66SMK-1L-SLG | FRM,SHRD,MTKIT,66INSTD,SNGL104,219,SLGRY | 1680 | 1260
FM-66SMK-2G-CHG | FRM,SHRD,MTKIT,66INSTD,DUAL5055,CHGRY | 1680 | 1260
FM-66SMK-2G-SLG | FRM,SHRD,MTKIT,66INSTD,DUAL5055,SLGRY | 1680 | 1260
FM-66SMK-2H-CHG | FRM,SHRD,MTKIT,66INSTD,DUAL5665,CHGRY | 1800 | 1350
FM-66SMK-2H-SLG | FRM,SHRD,MTKIT,66INSTD,DUAL5665,SLGRY | 1800 | 1350
FM-66SMK-2J-CHG | FRM,SHRD,MTKIT,66INSTD,DUAL6675,CHGRY | 1920 | 1440
FM-66SMK-2J-SLG | FRM,SHRD,MTKIT,66INSTD,DUAL6675,SLGRY | 1920 | 1440
FM-DS-4875FS-A3B | FRM,DSTAND,48WX75H,FSTD,A3HPL,BLK | 5300 | 3975
FM-DS-4875FS-AA3B | FRM,DSTAND,48WX75H,FSTD,S4255,A3,BLK | 6300 | 4725
FM-DS-4875FS-AD8W | FRM,DSTAND,48WX75H,FSTD,S4255,D8,WHT | 6300 | 4725
FM-DS-4875FS-BA3B | FRM,DSTAND,48WX75H,FSTD,S5665,A3,BLK | 6400 | 4800
FM-DS-4875FS-BD8W | FRM,DSTAND,48WX75H,FSTD,S5665,D8,WHT | 6400 | 4800
FM-DS-4875FS-CA3B | FRM,DSTAND,48WX75H,FSTD,S6675,A3,BLK | 6500 | 4875
FM-DS-4875FS-CD8W | FRM,DSTAND,48WX75H,FSTD,S66755,D8,WHT | 6500 | 4875
FM-DS-4875FS-D8W | FRM,DSTAND,48WX75H,FSTD,D8HPL,WHT | 5300 | 3975
FM-DS-4875FW-A3B | FRM,DSTAND,48WX75H,FLTWALL,A3HPL,BLK | 4000 | 3000
FM-DS-4875FW-AA3B | FRM,DSTAND,48WX75H,FLTWALL,S4255,A3,BLK | 5000 | 3750
FM-DS-4875FW-AD8W | FRM,DSTAND,48WX75H,FLTWALL,S4255,D8,WHT | 5000 | 3750
FM-DS-4875FW-BA3B | FRM,DSTAND,48WX75H,FLTWALL,S5665,A3,BLK | 5100 | 3825
FM-DS-4875FW-BD8W | FRM,DSTAND,48WX75H,FLTWALL,S5665,D8,WHT | 5100 | 3825
FM-DS-4875FW-CA3B | FRM,DSTAND,48WX75H,FLTWALL,S6675,A3,BLK | 5200 | 3900
FM-DS-4875FW-CD8W | FRM,DSTAND,48WX75H,FLTWALL,S6675,D8,WHT | 5200 | 3900
FM-DS-4875FW-D8W | FRM,DSTAND,48WX75H,FLTWALL,D8HPL,WHT | 4000 | 3000
FM-DS-6675FS-A3B | FRM,DSTAND,66WX75H,FSTD,A3HPL,BLK | 6600 | 4950
FM-DS-6675FS-D8W | FRM,DSTAND,66WX75H,FSTD,D8HPL,WHT | 6600 | 4950
FM-DS-6675FS-DA3B | FRM,DSTAND,66WX75H,FSTD,S7075,A3,BLK | 7800 | 5850
FM-DS-6675FS-DD8W | FRM,DSTAND,66WX75H,FSTD,S7075,D8,WHT | 7800 | 5850
FM-DS-6675FS-EA3B | FRM,DSTAND,66WX75H,FSTD,S7685,A3,BLK | 7960 | 5970
FM-DS-6675FS-ED8W | FRM,DSTAND,66WX75H,FSTD,S7685,D8,WHT | 7960 | 5970
FM-DS-6675FS-FA3B | FRM,DSTAND,66WX75H,FSTD,S86100,A3,BLK | 8040 | 6030
FM-DS-6675FS-FD8W | FRM,DSTAND,66WX75H,FSTD,S86100,D8,WHT | 8040 | 6030
FM-DS-6675FS-GA3B | FRM,DSTAND,66WX75H,FSTD,D5055,A3,BLK | 8280 | 6210
FM-DS-6675FS-GD8W | FRM,DSTAND,66WX75H,FSTD,D5055,D8,WHT | 8280 | 6210
FM-DS-6675FS-HA3B | FRM,DSTAND,66WX75H,FSTD,D5665,A3,BLK | 8400 | 6300
FM-DS-6675FS-HD8W | FRM,DSTAND,66WX75H,FSTD,D5665,D8,WHT | 8400 | 6300
FM-DS-6675FS-JA3B | FRM,DSTAND,66WX75H,FSTD,D6675,A3,BLK | 8520 | 6390
FM-DS-6675FS-JD8W | FRM,DSTAND,66WX75H,FSTD,D6675,D8,BLK | 8520 | 6390
FM-DS-6675FS-KA3B | FRM,DSTAND,66X75,FSTD,S81,219,A3,BLK | 8120 | 6090
FM-DS-6675FS-KD8W | FRM,DSTAND,66X75,FSTD,S81,219,D8,WHT | 8120 | 6090
FM-DS-6675FS-LA3B | FRM,DSTAND,66X75,FSTD,S104,219,A3,BLK | 8280 | 6210
FM-DS-6675FS-LD8W | FRM,DSTAND,66X75,FSTD,S104,219,D8,WHT | 8280 | 6210
FM-DS-6675FW-A3B | FRM,DSTAND,66WX75H,FLTWALL,A3HPL,BLK | 4800 | 3600
FM-DS-6675FW-D8W | FRM,DSTAND,66WX75H,FLTWALL,D8HPL,WHT | 4800 | 3600
FM-DS-6675FW-DA3B | FRM,DSTAND,66WX75H,FLTWALL,S7075,A3,BLK | 6000 | 4500
FM-DS-6675FW-DD8W | FRM,DSTAND,66WX75H,FLTWALL,S7075,D8,WHT | 6000 | 4500
FM-DS-6675FW-EA3B | FRM,DSTAND,66WX75H,FLTWALL,S7685,A3,BLK | 6160 | 4620
FM-DS-6675FW-ED8W | FRM,DSTAND,66WX75H,FLTWALL,S7685,D8,WHT | 6160 | 4620
FM-DS-6675FW-FA3B | FRM,DSTAND,66WX75H,FLTWALL,S86100,A3,BLK | 6240 | 4680
FM-DS-6675FW-FD8W | FRM,DSTAND,66WX75H,FLTWALL,S86100,D8,WHT | 6240 | 4680
FM-DS-6675FW-GA3B | FRM,DSTAND,66WX75H,FLTWALL,D5055,A3,BLK | 6480 | 4860
FM-DS-6675FW-GD8W | FRM,DSTAND,66WX75H,FLTWALL,D5055,D8,WHT | 6480 | 4860
FM-DS-6675FW-HA3B | FRM,DSTAND,66WX75H,FLTWALL,D5665,A3,BLK | 6600 | 4950
FM-DS-6675FW-HD8W | FRM,DSTAND,66WX75H,FLTWALL,D5665,D8,WHT | 6600 | 4950
FM-DS-6675FW-JA3B | FRM,DSTAND,66WX75H,FLTWALL,D6675,A3,BLK | 6720 | 5040
FM-DS-6675FW-JD8W | FRM,DSTAND,66WX75H,FLTWALL,D6675,D8,WHT | 6720 | 5040
FM-DS-6675FW-KA3B | FRM,DSTAND,66X75,FLTWAL,S81,219,A3,BLK | 6320 | 4740
FM-DS-6675FW-KD8W | FRM,DSTAND,66X75,FLTWAL,S81,219,D8,WHT | 6320 | 4740
FM-DS-6675FW-LA3B | FRM,DSTAND,66X75,FLTWAL,S105,219,A3,BLK | 6480 | 4860
FM-DS-6675FW-LD8W | FRM,DSTAND,66X75,FLTWAL,S105,219,D8,WHT | 6480 | 4860
FM-TAN-0595430-A3B | FORUM,TABLE,ANG,593430,HPL,A3,BK | 3210 | 2407.5
FM-TAN-0595430-A3W | FORUM,TABLE,ANG,593430,HPL,A3,WH | 3210 | 2407.5
FM-TAN-0595430-D8B | FORUM,TABLE,ANG,593430,HPL,D8,BK | 3210 | 2407.5
FM-TAN-0595430-D8W | FORUM,TABLE,ANG,593430,HPL,D8,WH | 3210 | 2407.5
FM-TAN-0595438-A3B | FORUM,TABLE,ANG,593438,HPL,A3,BK | 3210 | 2407.5
FM-TAN-0595438-A3W | FORUM,TABLE,ANG,593438,HPL,A3,WH | 3210 | 2407.5
FM-TAN-0595438-D8B | FORUM,TABLE,ANG,593438,HPL,D8,BK | 3210 | 2407.5
FM-TAN-0595438-D8W | FORUM,TABLE,ANG,593438,HPL,D8,WH | 3210 | 2407.5
FM-TAN-0905430-A3B | FORUM,TABLE,ANG,0903430,HPL,A3,BK | 3745 | 2808.75
FM-TAN-0905430-A3W | FORUM,TABLE,ANG,0903430,HPL,A3,WH | 3745 | 2808.75
FM-TAN-0905430-D8B | FORUM,TABLE,ANG,0903430,HPL,D8,BK | 3745 | 2808.75
FM-TAN-0905430-D8W | FORUM,TABLE,ANG,0903430,HPL,D8,WH | 3745 | 2808.75
FM-TAN-0905438-A3B | FORUM,TABLE,ANG,0903438,HPL,A3,BK | 3745 | 2808.75
FM-TAN-0905438-A3W | FORUM,TABLE,ANG,0903438,HPL,A3,WH | 3745 | 2808.75
FM-TAN-0905438-D8B | FORUM,TABLE,ANG,0903438,HPL,D8,BK | 3745 | 2808.75
FM-TAN-0905438-D8W | FORUM,TABLE,ANG,0903438,HPL,D8,WH | 3745 | 2808.75
FM-TAN-TOP05954-A3 | FORUM,ANG,TOP,059400,A3 | 1600 | 1200
FM-TAN-TOP05954-D8 | FORUM,ANG,TOP,059400,D8 | 1600 | 1200
FM-TAN-TOP09054-A3 | FORUM,ANG,TOP,0905400,A3 | 1850 | 1387.5
FM-TAN-TOP09054-D8 | FORUM,ANG,TOP,0905400,D8 | 1850 | 1387.5
FM-TAR-0883430-A3B | FORUM,TABLE,ARC,0883430,HPL,A3,BK | 3210 | 2407.5
FM-TAR-0883430-A3W | FORUM,TABLE,ARC,0883430,HPL,A3,WH | 3210 | 2407.5
FM-TAR-0883430-D8B | FORUM,TABLE,ARC,0883430,HPL,D8,BK | 3210 | 2407.5
FM-TAR-0883430-D8W | FORUM,TABLE,ARC,0883430,HPL,D8,WH | 3210 | 2407.5
FM-TAR-0883438-A3B | FORUM,TABLE,ARC,0883438,HPL,A3,BK | 3210 | 2407.5
FM-TAR-0883438-A3W | FORUM,TABLE,ARC,0883438,HPL,A3,WH | 3210 | 2407.5
FM-TAR-0883438-D8B | FORUM,TABLE,ARC,0883438,HPL,D8,BK | 3210 | 2407.5
FM-TAR-0883438-D8W | FORUM,TABLE,ARC,0883438,HPL,D8,WH | 3210 | 2407.5
FM-TAR-TOP08834-A3 | FORUM,ARC,TOP,08834,A3 | 1600 | 1200
FM-TAR-TOP08834-D8 | FORUM,ARC,TOP,08834,D8 | 1600 | 1200
FM-TFR-2430-B | FORUM,TBLFRAME,2430,BK | 1610 | 1207.5
FM-TFR-2430-W | FORUM,TBLFRAME,2430,WH | 1610 | 1207.5
FM-TFR-2438-B | FORUM,TBLFRAME,2438,BK | 1610 | 1207.5
FM-TFR-2438-W | FORUM,TBLFRAME,2438,WH | 1610 | 1207.5
FM-TFR-4430-B | FORUM,TBLFRAME,4430,BK | 1610 | 1207.5
FM-TFR-4430-W | FORUM,TBLFRAME,4430,WH | 1610 | 1207.5
FM-TFR-4438-B | FORUM,TBLFRAME,4438,BK | 1610 | 1207.5
FM-TFR-4438-W | FORUM,TBLFRAME,4438,WH | 1610 | 1207.5
FM-TFR-5230-B | FORUM,TBLFRAME,5230,BK | 1900 | 1425
FM-TFR-5230-W | FORUM,TBLFRAME,5230,WH | 1900 | 1425
FM-TFR-5238-B | FORUM,TBLFRAME,5238,BK | 1900 | 1425
FM-TFR-5238-W | FORUM,TBLFRAME,5238,WH | 1900 | 1425
FM-TRE-0602730-A3B | FORUM,TABLE,REC,603430,HPL,A3,BK | 3210 | 2407.5
FM-TRE-0602730-A3W | FORUM,TABLE,REC,603430,HPL,A3,WH | 3210 | 2407.5
FM-TRE-0602730-D8B | FORUM,TABLE,REC,603430,HPL,D8,BK | 3210 | 2407.5
FM-TRE-0602730-D8W | FORUM,TABLE,REC,603430,HPL,D8,WH | 3210 | 2407.5
FM-TRE-0602738-A3B | FORUM,TABLE,REC,603438,HPL,A3,BK | 3210 | 2407.5
FM-TRE-0602738-A3W | FORUM,TABLE,REC,603438,HPL,A3,WH | 3210 | 2407.5
FM-TRE-0602738-D8B | FORUM,TABLE,REC,603438,HPL,D8,BK | 3210 | 2407.5
FM-TRE-0602738-D8W | FORUM,TABLE,REC,603438,HPL,D8,WH | 3210 | 2407.5
FM-TRE-TOP06027-A3 | FORUM,REC,TOP,0602700,A3 | 1600 | 1200
FM-TRE-TOP06027-D8 | FORUM,REC,TOP,0602700,D8 | 1600 | 1200
FP1 | ANOD FAN PANEL FOR 1 FAN | 73.5 | 55.13
FP2 | ANOD FAN PANEL FOR 2 FANS | 77 | 57.75
FP3 | ANOD FAN PANEL FOR 3 FANS | 80 | 60
FT-FAN | (1)4"DC FAN KIT,FTA | 91.5 | 68.63
FTA-3 | ADJUSTABLE FANTRAY,3 FAN | 580 | 435
FTA-6 | ADJUSTABLE FANTRAY,6 FAN | 731 | 548.25
FVS-1200EC-BHA0 | FVS1200E-LIFT,CASTBLK,HA0 | 5546 | 4159.5
FVS-1200EC-BHA3 | FVS1200E-LIFT,CASTBLK,HA3 | 5546 | 4159.5
FVS-1200EC-BHA5 | FVS1200E-LIFT,CASTBLK,HA5 | 5546 | 4159.5
FVS-1200EC-BHB3 | FVS1200E-LIFT,CASTBLK,HB3 | 5546 | 4159.5
FVS-1200EC-BHD4 | FVS1200E-LIFT,CASTBLK,HD4 | 6322 | 4741.5
FVS-1200EC-BHD5 | FVS1200E-LIFT,CASTBLK,HD5 | 6321 | 4740.75
FVS-1200EC-WHA0 | FVS1200E-LIFT,CAST WH,HA0 | 5546 | 4159.5
FVS-1200EC-WHA3 | FVS1200E-LIFT,CAST WH,HA3 | 5546 | 4159.5
FVS-1200EC-WHA7 | FVS1200E-LIFT,CAST WH,HA7 | 5546 | 4159.5
FVS-1200EC-WHB3 | FVS1200E-LIFT,CAST WH,HB3 | 5546 | 4159.5
FVS-1200EC-WHD4 | FVS1200E-LIFT,CAST WH,HD4 | 6322 | 4741.5
FVS-1200EC-WHD5 | FVS1200E-LIFT,CAST WH,HD5 | 6322 | 4741.5
FVS-1200SC-BHA0 | FVS1200SINGLE,CASTBLK,HA0 | 3999 | 2999.25
FVS-1200SC-BHA3 | FVS1200SINGLE,CASTBLK,HA3 | 3999 | 2999.25
FVS-1200SC-BHA5 | FVS1200SINGLE,CASTBLK,HA5 | 3999 | 2999.25
FVS-1200SC-BHB3 | FVS1200SINGLE,CASTBLK,HB3 | 3999 | 2999.25
FVS-1200SC-BHD4 | FVS1200SINGLE,CASTBLK,HD4 | 4774 | 3580.5
FVS-1200SC-BHD5 | FVS1200SINGLE,CASTBLK,HD5 | 4775 | 3581.25
FVS-1200SC-WHA0 | FVS1200SINGLE,CAST WH,HA0 | 3999 | 2999.25
FVS-1200SC-WHA3 | FVS1200SINGLE,CAST WH,HA3 | 3999 | 2999.25
FVS-1200SC-WHA7 | FVS1200SINGLE,CAST WH,HA7 | 3999 | 2999.25
FVS-1200SC-WHB3 | FVS1200SINGLE,CAST WH,HB3 | 3999 | 2999.25
FVS-1200SC-WHD4 | FVS1200SINGLE,CAST WH,HD4 | 4775 | 3581.25
FVS-1200SC-WHD5 | FVS1200SINGLE,CAST WH,HD5 | 4775 | 3581.25
FVS-800-CAT6-20F | FVS,CAT6,RETRACTOR,20FT | 359 | 269.25
FVS-800-RET15F | FVS,15AMP,RETRACTOR,15FT | 454 | 340.5
FVS-800ES-BK | FVS 800 E-LIFT,STAT BLK | 4697 | 3522.75
FVS-800ES-WH | FVS 800 E-LIFT,STAT WH | 4697 | 3522.75
FVS-800ESC-BK | FVS 800 E-LIFT,CAST BLK | 4847 | 3635.25
FVS-800ESC-WH | FVS 800 E-LIFT,CAST WH | 4847 | 3635.25
FVS-800S-BK | FVS 800 SINGLE,STAT BLK | 3182 | 2386.5
FVS-800S-WH | FVS 800 SINGLE,STAT WH | 3182 | 2386.5
FVS-800SC-BK | FVS 800 SINGLE,CAST BLK | 3334 | 2500.5
FVS-800SC-WH | FVS 800 SINGLE,CAST WH | 3334 | 2500.5
FVS-CMTB-1200-BK | FVS 1200 CAM MOUNT,BLK | 266 | 199.5
FVS-CMTB-1200-WH | FVS 1200 CAM MOUNT,WHT | 266 | 199.5
FVS-CMTB-128-BK | FVS CAM MOUNT,MAX12,BLK | 278 | 208.5
FVS-CMTB-128-WH | FVS CAM MOUNT,MAX12,WH | 278 | 208.5
FVS-EURO-CABLE | FVS,HS,EURO PWR CABLES | 60 | 45
FVS-HS-FRTSHLF-WH | FVS,SHELF,FRONTMT,WHITE | 431 | 323.25
FVS-HSFC-800SC-WH | FVS CART,HSFC,WH | 7713 | 5784.75
FVS-LEVELERS-4 | FVS LEVELING FEET,4 | 67 | 50.25
FVS-SBBU | FLEXVIEW SOUNDBR BKT UNIV | 307 | 230.25
FVS-SBBU-1200 | FVS 1200 SOUNDBR BK UNIV | 278 | 208.5
FWD-BGR-RR19 | FORWARD, 19 SPACE RAIL, BGR SERIES, PAIR | 153 | 114.75
FWD-BGR-RR25 | FORWARD, 25 SPACE RAIL, BGR SERIES, PAIR | 165 | 123.75
FWD-BGR-RR38 | FORWARD, 38 SPACE RAIL, BGR SERIES, PAIR | 196 | 147
FWD-BGR-RR41 | FORWARD, 41 SPACE RAIL, BGR SERIES, PAIR | 206 | 154.5
FWD-BGR-RR45 | FORWARD, 45 SPACE RAIL, BGR SERIES, PAIR | 221 | 165.75
FWD-C-RING | FORWARD C STYLE RING CABLE MANAGEMENT | 16.5 | 12.38
FWD-C-RING-12 | FWD,CBL MGMT C-RING,12PK | 167 | 125.25
FWD-C-RING-36 | FWD,CBL MGMT C-RING,36PK | 485 | 363.75
FWD-CBS-2KVA-BGR27 | FORWARD, UPS CBS, 2150VA/1650W, BGR 27"D | 3435 | 2576.25
FWD-CBS-2KVA-BGR32 | FORWARD, UPS CBS, 2150VA/1650W, BGR 32"D | 3435 | 2576.25
FWD-CBS-2KVA-BGR38 | FORWARD, UPS CBS, 2150VA/1650W, BGR 38"D | 3435 | 2576.25
FWD-D-RING | FORWARD D STYLE RING CABLE MANAGEMENT | 16.5 | 12.38
FWD-D-RING-12 | FWD,CBL MGMT D-RING,12PK | 167 | 125.25
FWD-DIN1H | FORWARD 1 SPACE DIN RAIL PANEL | 53 | 39.75
FWD-DWR-RR10 | FORWARD 10U RAIL,DWR,PAIR | 77.5 | 58.13
FWD-DWR-RR12 | FORWARD 12U RAIL,DWR,PAIR | 82.5 | 61.88
FWD-DWR-RR16 | FORWARD 16U RAIL,DWR,PAIR | 101 | 75.75
FWD-DWR-RR18 | FORWARD 18U RAIL,DWR,PAIR | 114 | 85.5
FWD-DWR-RR21 | FORWARD 21U RAIL,DWR,PAIR | 124 | 93
FWD-DWR-RR24 | FORWARD 24U RAIL,DWR,PAIR | 149 | 111.75
FWD-DWR-RR35 | FORWARD 35U RAIL,DWR,PAIR | 188 | 141
FWD-DWR-RR40 | FORWARD 40U RAIL,DWR,PAIR | 206 | 154.5
FWD-DWR-RR46 | FORWARD 46U RAIL,DWR,PAIR | 221 | 165.75
FWD-EB1 | FORWARD 1SP FLANGED BLANK PNL,FLAT BLACK | 22 | 16.5
FWD-EB2 | FORWARD 2SP FLANGED BLANK PNL,FLAT BLACK | 26 | 19.5
FWD-EB3 | FORWARD 3SP FLANGED BLANK PNL,FLAT BLACK | 33 | 24.75
FWD-EB4 | FORWARD 4SP FLANGED BLANK PNL,FLAT BLACK | 39.5 | 29.63
FWD-LACE-UMV-10-12 | FWD,UNIV LACE,10-12U,1PC | 65 | 48.75
FWD-LACE-UMV-16-21 | FORWARD UNIV MNTNG PTRN,FITS 16U-21U,1PC | 65 | 48.75
FWD-LACE-UMV-24-27 | FORWARD UNIV MNTNG PTRN,FITS 24U-27U,1PC | 78.5 | 58.88
FWD-LACE-UMV-35-40 | FORWARD UNIV MNTNG PTRN,FITS 35U-40U,1PC | 100 | 75
FWD-LACE-UMV-41-42 | FORWARD UNIV MNTNG PTRN,FITS 41U-42U,1PC | 120 | 90
FWD-LACE-UMV-44-45 | FORWARD UNIV MNTNG PTRN,FITS 44U-45U,1PC | 141 | 105.75
FWD-LACE-WB3-10-12 | FWD,3"W WIRE,10-12U,1PC | 79.5 | 59.63
FWD-LACE-WB3-16-21 | FORWARD 3" W WIRE LACE, FITS 16U-21U,1PC | 79.5 | 59.63
FWD-LACE-WB3-24-27 | FORWARD 3" W WIRE LACE, FITS 24U-27U,1PC | 85.5 | 64.13
FWD-LACE-WB3-35-40 | FORWARD 3" W WIRE LACE, FITS 35U-40U,1PC | 110 | 82.5
FWD-LACE-WB3-41-42 | FORWARD 3" W WIRE LACE, FITS 41U-42U,1PC | 134 | 100.5
FWD-LACE-WB3-44-45 | FORWARD 3" W WIRE LACE, FITS 44U-45U,1PC | 139 | 104.25
FWD-LB-1A-4PK | FORWARD STRAIGHT "L" STYLE LACE,4 PK | 81.5 | 61.13
FWD-LB-2A-4PK | FORWARD 2" OFFSET "L" STYLE LACE,4PK | 122 | 91.5
FWD-LT-UTL-16-21-D | FWD, LIGHTS W/ DIM & SENSOR, 16-21U,DUAL | 330 | 247.5
FWD-LT-UTL-24-27-D | FWD, LIGHTS W/ DIM & SENSOR, 24-27U,DUAL | 370 | 277.5
FWD-LT-UTL-35-40-D | FWD, LIGHTS W/ DIM & SENSOR, 35-40U,DUAL | 410 | 307.5
FWD-LT-UTL-41-42-D | FWD, LIGHTS W/ DIM & SENSOR, 41-42U,DUAL | 450 | 337.5
FWD-LT-UTL-44-45-D | FWD, LIGHTS W/ DIM & SENSOR, 44-45U,DUAL | 490 | 367.5
FWD-SB1 | FORWARD 1SP FLANGED TEXTURED BLNK PNL | 27 | 20.25
FWD-SB2 | FORWARD 2SP FLANGED TEXTURED BLNK PNL | 37.5 | 28.13
FWD-SB3 | FORWARD 3SP FLANGED TEXTURED BLNK PNL | 44.5 | 33.38
FWD-SB4 | FORWARD 4SP FLANGED TEXTURED BLNK PNL | 48.5 | 36.38
FWD-SBKT-36 | FWD,STOP BRACKET,36PK | 82.5 | 61.88
FWD-SIDECLMP-24 | FWD,SM DEV SIDE CLMP,24PK | 118 | 88.5
FWD-SIDECLMP-4 | FORWARD SMALL DEVICE MNT SIDE CLAMP,4PK | 23 | 17.25
FWD-SIDECLMP-60 | FWD,SM DEV SIDE CLMP,60PK | 283 | 212.25
FWD-SR28-RR24 | FORWARD 24U RAIL,SR28,PAIR | 272 | 204
FWD-SR28-RR40 | FORWARD 40U RAIL,SR28,PAIR | 369 | 276.75
FWD-SR28-RR46 | FORWARD 46U RAIL,SR28,PAIR | 412 | 309
FWD-TSW-15 | FORWARD HOOK & LOOP TIE SADDLES, 15 PACK | 54 | 40.5
FWD-TSW-48 | FWD,HOOK&LOOP SADLS,48PK | 153 | 114.75
FWD-UVPB-42-45 | FORWARD UVPB-4245 UNIVERSAL POWER BKT | 122 | 91.5
FWD-VT1 | FORWARD 1SP 64% PERFORATED VENT PANEL | 34 | 25.5
FWD-VT2 | FORWARD 2SP 64% PERFORATED VENT PANEL | 38.5 | 28.88
FWD-VT3 | FORWARD 3SP 64% PERFORATED VENT PANEL | 46.5 | 34.88
FWD-VT4 | FORWARD 4SP 64% PERFORATED VENT PANEL | 50.5 | 37.88
FWS | FIXED WRITING SHELF | 204 | 153
G-8X10 | (10)8"GRNDWIRES W/RING | 60 | 45
GANG-10 | GANGING HARDWARE FOR 10 R | 44.5 | 33.38
GANG-10T | THRD GANGING HDWR 10 RKS | 43.5 | 32.63
GANGLE-1-24 | 1 BAY GRK FLOOR ANGLES,24DP | 178 | 133.5
GANGLE-1-36 | 1 BAY GRK FLOOR ANGLES 36 | 246 | 184.5
GANGLE-1-42 | 1BAY GRK FLOOR ANGLES,42D | 246 | 184.5
GANGLE-2-24 | 2BAY GRK FLOOR ANGLES 24D | 219 | 164.25
GANGLE-2-30 | 2BAY GRK FLOOR ANGLES 30D | 219 | 164.25
GANGLE-2-36 | 2BAY GRK FLOOR ANGLES 36D | 268 | 201
GANGLE-3-24 | 3 BAY GRK FLOOR ANGLES,24DP | 216 | 162
GANGLE-3-36 | 3BAY GRK FLOOR ANGLES | 297 | 222.75
GANGLE-3-42 | 3BAY GRK FLOOR ANGLES,42D | 297 | 222.75
GANGLE-4-30 | 4 BAY GRK FLOOR ANGLES,30DP | 238 | 178.5
GANGLE-4-36 | 4BAY GRK FLOOR ANGLES | 326 | 244.5
GANGLE-4-42 | 4BAY GRK FLOOR ANGLES,42D | 326 | 244.5
GANGLE-5-24 | 5 BAY GRK FLOOR ANGLES,24DP | 262 | 196.5
GANGLE-5-36 | 5BAY GRK FLOOR ANGLES 36D | 359 | 269.25
GANGLE-5-42 | 5BAY GRK FLOOR ANGLES,42D | 359 | 269.25
GCC-40-24 | 40SP,24D GRK CABLE CHASE | 240 | 180
GCC-40-30 | 40SP,30D GRK CABLE CHASE | 309 | 231.75
GCC-40-36 | 40SP,36D GRK CABLE CHASE | 324 | 243
GCC-40-42 | 40SP,42D GRK CABLE CHASE | 338 | 253.5
GCC-44-24 | 44SP,24D GRK CABLE CHASE | 326 | 244.5
GCC-44-30 | 44SP,30D GRK CABLE CHASE | 338 | 253.5
GCC-44-36 | 44SP,36D GRK CABLE CHASE | 353 | 264.75
GCC-44-42 | 44SP,42D GRK CABLE CHASE | 371 | 278.25
GCC-48-24 | 48SP,24D GRK CABLE CHASE | 330 | 247.5
GCC-48-30 | 48SP,30D GRK CABLE CHASE | 355 | 266.25
GCC-48-36 | 48SP,36D GRK CABLE CHASE | 369 | 276.75
GCC-48-42 | 48SP,42D GRK CABLE CHASE | 373 | 279.75
GCC-52-24 | 52SP,24D GRK CABLE CHASE | 365 | 273.75
GCC-52-30 | 52SP,30D GRK CABLE CHASE | 386 | 289.5
GCC-52-36 | 52SP,36D GRK CABLE CHASE | 396 | 297
GCC-52-42 | 52SP,42D GRK CABLE CHASE | 431 | 323.25
GCFRD-48 | 48SP,CUPBOARD F/R GRK DR | 979 | 734.25
GCFRD-52 | 52SP,CUPBOARD F/R GRK DR | 1033 | 774.75
GCLVFRD-40 | 40SP,LG PERF SPLIT F/R DR | 1185 | 888.75
GCLVFRD-44 | 44SP,LG PERF SPLIT F/R DR | 1220 | 915
GCLVFRD-48 | 48SP,LG PERF SPLIT F/R DR | 1257 | 942.75
GCLVFRD-52 | 52SP,LG PERF SPLIT F/R DR | 1296 | 972
GFRD-40 | 40SP,SOLID F/R GRK DOOR | 435 | 326.25
GFRD-44 | 44SP,SOLID F/R GRK DOOR | 450 | 337.5
GFRD-48 | 48SP,SOLID F/R GRK DOOR | 464 | 348
GFRD-52 | 52SP,SOLID F/R GRK DOOR | 485 | 363.75
GK-1X7G | 1X7 GLANDGROMMET KIT 4PCS | 83.5 | 62.63
GK-3G | 3"GLAND GROMMET KIT 4PCS | 79.5 | 59.63
GK-4G | 4"GLAND GROMMET KIT,4PCS | 85.5 | 64.13
GK4 | 4"GROMMET KIT,4PCS | 76.5 | 57.38
GLVFRD-40 | 40SP LG PERF F/R GRK DOOR | 787 | 590.25
GLVFRD-44 | 44SP LG PERF F/R GRK DOOR | 814 | 610.5
GLVFRD-48 | 48SP LG PERF F/R GRK DOOR | 835 | 626.25
GLVFRD-52 | 52SP LG PERF F/R GRK DOOR | 866 | 649.5
GR-30 | 30'ROLL GROMMET MATERIAL | 64 | 48
GRK-40-24HLRD | 40SP,24DP GRK W/HBARS,LRD | 1628 | 1221
GRK-40-30HLRD | 40SP,30"DPGRKW/HORIZ.BARS | 1731 | 1298.25
GRK-40-36HLRD | 40SP,36D GRK W/HBARS,LRD | 1888 | 1416
GRK-40-42HLRD | 40SP,42D GRK W/HBARS,LRD | 1970 | 1477.5
GRK-44-24HLRD | 44SP,24D GRK W/HBARS,LRD | 1750 | 1312.5
GRK-44-30HLRD | 44SP,30"D GRK W/HBARS,LRD | 1859 | 1394.25
GRK-44-36HLRD | 44SP,36D GRK W/HBARS,LRD | 2029 | 1521.75
GRK-44-42HLRD | 44SP/42D GRK HORIZBAR LRD | 2212 | 1659
GRK-48-24HLRD | 48SP,24D GRK W/HBARS,LRD | 1783 | 1337.25
GRK-48-30HLRD | 48SP,30D GRK W/HBARS,LRD | 1981 | 1485.75
GRK-48-36HLRD | 48SP,36D GRK W/H.BARS,LRD | 2172 | 1629
GRK-48-42HLRD | 48SP,42D GRK W/HBARS,LRD | 2338 | 1753.5
GRK-4FT30 | 30DP,GRK 4" FAN TOP | 176 | 132
GRK-4FT36 | 36"DP GRK 4"FAN TOP | 211 | 158.25
GRK-52-24HLRD | 52SP,24D GRK W/HBARS,LRD | 2042 | 1531.5
GRK-52-30HLRD | 52SP,30D GRK W/H.BARS,LRD | 2172 | 1629
GRK-52-36HLRD | 52SP,36D GRK W/H.BARS,LRD | 2390 | 1792.5
GRK-52-42HLRD | 52SP,42D GRK W/HBARS,LRD | 2565 | 1923.75
GRK-ISO | ISO KIT FOR GRK | 90 | 67.5
GRK-LVT24 | 24DP,GRK LG PERF VENT TOP | 305 | 228.75
GRK-LVT30 | 30DP,GRK LG PERF VENT TOP | 375 | 281.25
GRK-LVT36 | 36DP,GRK LG PERF VENT TOP | 375 | 281.25
GRK-LVT42 | 42DP,GRK LG PERF VENT TOP | 398 | 298.5
GRK-RR-S40 | 40SP GRK 1032 SPLT RL,4PC | 206 | 154.5
GRK-RR-S44 | 44SP GRK 1032 SPLT RL,4PC | 215 | 161.25
GRK-RR-S48 | 48SP GRK 1032 SPLT RL,4PC | 233 | 174.75
GRK-RR40 | 40SP ADD'L RAIL,PR | 178 | 133.5
GRK-RR40-1224 | 40SP GRK 12-24 RAIL,PR | 186 | 139.5
GRK-RR44 | 44SP GRK ADD'L RAIL,PR | 192 | 144
GRK-RR44-1224 | 44SP GRK 12-24 RAIL,PR | 206 | 154.5
GRK-RR48 | 48SP GRK ADD'L RAIL,PR | 209 | 156.75
GRK-RR48-1224 | 48SP GRK ADD'L 12-24 RAIL(PR) | 215 | 161.25
GRK-RR52 | RACK RAIL KIT FOR GRK-52 | 227 | 170.25
GRK-RR52-1224 | 52SP GRK 12-24 RAIL,PR | 221 | 165.75
GRK-ST24 | 24DP,GRK SOLID TOP | 153 | 114.75
GRK-ST30 | 30DP,GRK SOLID TOP | 176 | 132
GRK-ST36 | 36DP,GRK SOLID TOP | 211 | 158.25
GRK-ST42 | GRK SOLID TOP,42"D | 260 | 195
GUARD | 4-1/2 FAN GUARD | 13 | 9.75
GUARD-10 | 10 FAN GUARD | 73.5 | 55.13
GUARD-6 | HAMBURGER STYLE GUARD,6" | 31.5 | 23.63
HANG-MMR10 | HANG BRACKET MMR 10U | 120 | 90
HANG-MMR12 | HANG BRACKET MMR 12U | 139 | 104.25
HANG-MMR16 | HANG BRACKET MMR 16U | 174 | 130.5
HANG-MMR18 | HANG BRACKET MMR 18U | 194 | 145.5
HBL1 | 1SP FLAT ANOD.ALUM.BLANK | 34 | 25.5
HBL2 | 2SP FLAT ANOD.ALUM.BLANK | 40.5 | 30.38
HBL3 | 3SP FLAT ANOD.ALUM.BLANK | 54 | 40.5
HBL4 | 4SP FLAT ANOD.ALUM.BLANK | 67 | 50.25
HBL5 | 5SP FLAT ANOD.ALUM.BLANK | 74.5 | 55.88
HBL6 | 6SP FLAT ANOD.ALUM.BLANK | 80.5 | 60.38
HCM-1 | 1SP HORIZ CBL MGR MICRO C | 54 | 40.5
HCM-1D | 1SP HORIZ CABLE MGR D-RIN | 65 | 48.75
HCM-1DR | 1SP CBL MGR FRONT&REAR D- | 80.5 | 60.38
HCM-1DV | 1SP HORIZ CBL MGR D&VERT | 68 | 51
HCM-1V | 20P HORIZ CBLMGR CLIPS/V. | 68 | 51
HCM-2D | 2SP HORIZ CABLE MGR D-RIN | 68 | 51
HCM-2DR | 2SP CBL MGR FRONT&REAR D- | 87 | 65.25
HCM-2DV | 2SP HORIZ CBL MGR D&VERT | 75.5 | 56.63
HCT-1 | 1SP HORIZONTAL CABLE CHAN | 53 | 39.75
HG | 100PC,10-32 RUST RST SCW | 100 | 75
HG500 | 500PC,10-32 RUST RST SCW | 386 | 289.5
HHCM-1 | 1SP HINGED HORIZ CBL MGR | 87 | 65.25
HHCM-2 | 2SP HINGED HORIZ CABLEMGR | 98 | 73.5
HM | 100PC,10-32 PREM PHIL SCW | 100 | 75
HM500 | 500PC,10-32 PREM PHIL SCW | 386 | 289.5
HP | 100PC 10-32 RACK SCREWS W | 41.5 | 31.13
HP-24 | 100PC 12-24 RACK SCREWS W | 47.5 | 35.63
HP-6MM | 100PC 6MM RACK SCREWS, BL | 79.5 | 59.63
HP24-500 | 500PC 12-24 SCREW W/WASH | 223 | 167.25
HP500 | 500PC 10-32 SCREW W/CAPT. | 188 | 141
HPL-SAMPLE14 | HPL SAMPLE BOX 2014 | 106 | 79.5
HPM-1 | 1SP WALLMNT HINGED PANEL | 64 | 48
HPM-2 | 2SP WALLMNT HINGED PANEL | 88 | 66
HPM-4 | 4SP WALLMNT HINGED PANEL | 105 | 78.75
HPM-4-915 | 4SP ADJUST HPM 9"-15" | 196 | 147
HPM-6 | 6SP WALLMNT HINGED PANEL | 124 | 93
HPM-6-915 | 6SP ADJUST HPM,9"-15" | 206 | 154.5
HPM-8-915 | 8SP ADJUST HPM,9"-15" | 223 | 167.25
HPM-LID | HPM SERIES OPTIONAL TOP C | 64 | 48
HPMP | 50PC HP MASTER PACK | 1521 | 1140.75
HPQ | 100PC 10-32X3/8 RK SCREWS | 41.5 | 31.13
HPQ-500 | 500PC 10-32X3/8 RK SCREWS | 194 | 145.5
HPS | 25PC 10-32 RACK SCREWS W/WASH | 11.5 | 8.63
HR-EVT1 | 1SP,8.75"W,ALUM VT,BLK | 22 | 16.5
HR-QBP-1 | QUIET 1 BLWR 1/2 RACK PNL | 382 | 286.5
HR-UMS1-11.5 | 1SP,11.5"DP,8.75"W U-SH | 105 | 78.75
HR-UMS1-3.5 | 1/2RK,1SP SHELF,3.5"D | 75.5 | 56.63
HR-UMS1-5.5 | 1SP,5.5"DP,8.75"W U-SH | 85.5 | 64.13
HRBL1 | 1 UNIT WIDTH HALF RACK BL | 21 | 15.75
HRF-1214 | 12SP,14DP,HALF(8.75"W)RK | 478 | 358.5
HRF-814 | 8SP,14DP,HAL(8.75"W)RK | 454 | 340.5
HSK | 100PC 10-32 SQDRIVE W/PIN | 65 | 48.75
HTX | 50PC 10-32 STAR POST SCRE | 33 | 24.75
HW100 | 100PC 10-32 SCREW W/CAPT. | 54 | 40.5
HW4 | 4PK 10-32 SCREW W/WASH | 3.5 | 2.63
HW500 | 500PC 10-32 SCREW W/CAPT. | 246 | 184.5
IBGR-276FT | INT'L BGR 276CFM FAN TOP | 645 | 483.75
IBGR-276FT-FC | INT'L 276CFM FAN TOP W/FC | 704 | 528
IBGR-552FT | INT'L BGR 552CFM FAN TOP | 859 | 644.25
IBGR-552FT-FC | INT'L 552CFM FAN TOP W/FC | 920 | 690
IBRRF45AL | INKJET,RR,ALUM,RRF,45SP | 60 | 45
ICAB-COOL | INTERN CABINET COOL SYS | 196 | 147
ICAB-COOL-2 | INTL CAB COOL SYSTEM,DUAL | 341 | 255.75
ICAB-COOL50 | INTL CABINET COOL 50CFM | 397 | 297.75
ICLS-COOL-1 | INT CLOSET COOL | 444 | 333
ICLS-COOL-2 | INT CLOSET COOL | 584 | 438
ICOMP-COOL50 | INTL COMP COOL 50CFM | 395 | 296.25
ICOMP-COOL50P | INTL COMPCOOL50 PLATFORM | 536 | 402
IDCFANKIT-4 | INTL BRK FAN KIT 4 FANS | 248 | 186
IDF-ARB-24 | RAIL BRKT EXTEN FOR IDF | 89 | 66.75
IDF-TM-1224BK | 12SP TRUSS MNTD,24"D ENCL | 1596 | 1197
IDF-TM-1624BK | 16SP TRUSS MNTD,24"D ENCL | 1699 | 1274.25
IEC-120X1 | 1-PACK 120",TWIST IEC | 58 | 43.5
IEC-12X100 | 100-PK 12",TWIST IEC | 1298 | 973.5
IEC-12X20 | 20-PK 12",TWIST IEC | 376 | 282
IEC-12X4 | 4-PACK 12",TWIST IEC | 80 | 60
IEC-144X1 | 1-PACK 144",TWIST IEC | 80 | 60
IEC-18X100 | 100-PK 18",TWIST IEC | 1406 | 1054.5
IEC-18X20 | 20-PK 18",TWIST IEC | 408 | 306
IEC-18X4 | 4-PACK 18",TWIST IEC | 92 | 69
IEC-240X1 | 1-PACK 240",TWIST IEC | 116 | 87
IEC-24X100 | 100-PK 24",TWIST IEC | 1596 | 1197
IEC-24X20 | 20-PK 24",TWIST IEC | 440 | 330
IEC-24X4 | 4-PACK 24",TWIST IEC | 108 | 81
IEC-300X1 | 1-PACK 300",TWIST IEC | 130 | 97.5
IEC-36X100 | 100-PK 36",TWIST IEC | 1748 | 1311
IEC-36X20 | 20-PK 36",TWIST IEC | 516 | 387
IEC-36X4 | 4-PACK 36",TWIST IEC | 120 | 90
IEC-48X100 | 100-PK 48",TWIST IEC | 1822 | 1366.5
IEC-48X20 | 20-PK 48",TWIST IEC | 750 | 562.5
IEC-6X100 | 100-PK 6",TWIST IEC | 1094 | 820.5
IEC-6X20 | 20-PK 6",TWIST IEC | 344 | 258
IEC-6X4 | 4-PACK 6",TWIST IEC | 80 | 60
IEC-72X1 | 1-PACK 72",TWIST IEC | 46 | 34.5
IEC-96X1 | 1-PACK 96",TWIST IEC | 58 | 43.5
IFAN2-DC | INTL (2) 4" DC FANS | 131 | 98.25
IFANPNL-2DC | INTL FAN PNL,(2)DC FANS | 168 | 126
IFANTOP-138DC | INTL FAN TOP,138CFM,DC | 178 | 133.5
IFTA-3 | 220V FANTRAY,ADJ,3 FAN | 630 | 472.5
IFTA-6 | 220V FANTRAY,ADJ,6 FAN | 794 | 595.5
IKO-AWFP2 | INTL FAN KIT,5.25"LKO | 263 | 197.25
IL5-FLATFR-WS23 | INTL L5 LECT FLT FR WS23 | 2531 | 1898.25
IL5-FLATFR-WS33 | INTL L5 LECT FLT FR WS33 | 2681 | 2010.75
IL5-FLATFR-WS43 | INTL L5 LECT FLT FR WS43 | 1259 | 944.25
IL5-TURFR-WS23 | INTL L5 LECT TUR FR WS23 | 3020 | 2265
IL5-TURFR-WS33 | INTL L5 LECT TUR FR WS33 | 3205 | 2403.75
IL5-TURFR-WS43 | INTL L5 LECT TUR FR WS43 | 2990 | 2242.5
IMFR-FANKIT-2 | INTL MFR DC 2FAN KIT W PS | 168 | 126
IQBP-2 | INTL QT 2 BLWR PNL 1SP BL | 647 | 485.25
IQBP-2A | INTL QT 2 BLWR PNL 1SP AN | 647 | 485.25
IRCS-1824 | 18U/610MMD,CONFIGURED RK | 1467 | 1100.25
IRCS-2724 | 27U/610MMD,CONFIGURED RK | 1812 | 1359
IRCS-3524 | 35U/610MMD,CONFIGURED RK | 2055 | 1541.25
IRCS-4224 | 42U/610MMD,CONFIGURED RK | 2467 | 1850.25
IRFR-CABCOOL50 | INTL RFR CABCOOOL 50 PNL | 475 | 356.25
ISO-1 | POLY-CARB RACK ISOLATION | 61 | 45.75
ISO-KOP | RACK ISOLATION PANEL | 66 | 49.5
ISOCTR-5R-208-2 | 5KV RKMT 2STGSRG 2HW 208V | 9000 | 6750
ISOCTR-5R-208-NS | 5KVA RKMT LOAD CTR 208V | 7500 | 5625
ISOCTR-5R-240-2 | 5KV RKMT 2STGSRG 2HW 240V | 9000 | 6750
ISOCTR-5R-240-NS | 5KVA RMKT LOAD CTR 240V | 7500 | 5625
ISRK-12BK | 12SP,SLOPED RACK,BLACK | 1243 | 932.25
ISRK-12GY | 12SP,SLOPED RK,INTEG DOOR | 1447 | 1085.25
IUQFP-2 | INT ULTRA QFP 2 FAN LED | 582 | 436.5
IUQFP-2D | INT 2FAN UTIL QFP BLK | 1000 | 750
IUQFP-4 | INT ULTRA QFP 4 FAN LED | 658 | 493.5
IUQFP-4D | INT ULTRA QFP 4 FAN DSPLY | 1071 | 803.25
IUQFP-4DRA | INT 4FAN ULT QFP ANOD | 1088 | 816
IUQFP-4RA | INT'L UQFP-4RA | 675 | 506.25
J-12X6 | 12 JUMPERS - 6 PACK | 190 | 142.5
J-24X6 | 24 JUMPERS - 6 PACK | 210 | 157.5
J-72X6 | 72 JUMPERS - 6 PACK | 230 | 172.5
JDC-12X18 | JUMPER,12VOLT,DC,18",PAIR | 40 | 30
JMS-12X6 | MPR MASTER/SLAVE JUMPER | 180 | 135
K-DEC | REMOTE KEYSWITCH DECOR MT | 148 | 111
KB-SS | RACKMOUNT KEYBOARD TRAY | 390 | 292.5
KDB | KD SHELF BOTTOM 15-1/2 DE | 64 | 48
KDB-14 | KD SHELF BOTTOM 14 DEEP | 59 | 44.25
KDB-17.5 | KD SHELF BOTTOM 17-1/2DEE | 73.5 | 55.13
KDB-20.5 | KD SHELF BOTTOM 20-1/2DEE | 79.5 | 59.63
KDE2 | PAIR 2SP EARS 15-1/2DEEP | 70.5 | 52.88
KDE2S | PAIR 2SP SHORT EARS 11-1/ | 68 | 51
KDE3 | PAIR 3SP EARS 15-1/2DEEP | 74.5 | 55.88
KDE3S | PAIR 3SP SHORT EARS 11-1/ | 70.5 | 52.88
KDE4 | PAIR 4SP EARS 15-1/2DEEP | 77.5 | 58.13
KDE4S | PAIR 4SP SHORT EARS 11-1/ | 73.5 | 55.13
KDE5 | PAIR 5SP EARS 15.5"DP | 80.5 | 60.38
KDE6 | PAIR 6SP EARS 15.5"DP | 83.5 | 62.63
KEY-1 | KEYSTONE (1) PORT UCP PNL | 24 | 18
KEY-1333 | FRONT/REAR DOOR KEY | 8.5 | 6.38
KEY-2 | KEYSTONE (2) PORT UCP PNL | 24 | 18
KEY-4 | KEYSTONE (4) PORT UCP PNL | 24 | 18
KEY-6 | KEYSTONE (6) PORT UCP PNL | 24 | 18
KO-AWFP2 | ASSM FAN KIT FOR 5.25"LKO | 263 | 197.25
KO-CRD-FAN | 4"FAN W/GUARD FOR CRD DR | 273 | 204.75
KO-CRD-VT | 4 GUARDS W/HDW FOR CRD DR | 47.5 | 35.63
KO-FILTER3 | FILTER KIT FOR 5.25" LKO | 96 | 72
KO-VT3 | VENT KIT FOR 5.25" LKO | 62 | 46.5
KO-WSB3 | 3SP BLANK PANEL FOR LKO | 62 | 46.5
KYLK | KEYLOCK OPTION FOR UD SER | 39.5 | 29.63
L2-FLIPSHELF-GC | L2 FLIPSHELF,21WIDE,GC | 276 | 207
L2-FLIPSHELF-GE | L2 FLIPSHELF,21WIDE,GE | 276 | 207
L2-FLIPSHELF-KM | L2 FLIPSHELF,21WIDE,KM | 276 | 207
L2LDC2CCMGC | L2 LECTERN,28W25D,C,GC | 2554 | 1915.5
L2LDC2CCMGE | L2 LECTERN,28W25D,C,GE | 2554 | 1915.5
L2LDC2CCMKM | L2 LECTERN,28W25D,C,KM | 2554 | 1915.5
L2LDC2FCMGC | L2 LECTERN,28W25D,CF,GC | 2812 | 2109
L2LDC2FCMGE | L2 LECTERN,28W25D,CF,GE | 2812 | 2109
L2LDC2FCMKM | L2 LECTERN,28W25D,CF,KM | 2812 | 2109
L5-CLOCKTIMER4 | L5 CLOCK TIMER 4 INCH | 743 | 557.25
L5-CPNL-C760-33 | L5-CPNL33 CREST760 CENTR | 161 | 120.75
L5-DCD23 | L5 DOC CAM DRAWER,23IN | 282 | 211.5
L5-FLATFR-23LDW | L5 FLAT FRAME,LD,LW23W | 2511 | 1883.25
L5-FLATFR-33LDW | L5 FLAT FRAME,LD,LW33W | 3071 | 2303.25
L5-FLATFR-43LDW | L5 FLAT FRAME,LD,LW43W | 3382 | 2536.5
L5-FMHWS-23CB | L5 FLT MW,HW WS23,CLSC BR | 616 | 462
L5-FMHWS-23SN | L5 FLT MW,HW,WS23,SAT NIC | 616 | 462
L5-FMHWS-33CB | L5 FLT MW,HW,WS33,CLSC BR | 725 | 543.75
L5-FMHWS-33SN | L5 FLT MW,HW,WS33,SAT NIC | 750 | 562.5
L5-FMHWS-43CB | L5 FLT MW,HW,WS43,CLSC BR | 765 | 573.75
L5-FMHWS-43SN | L5 FLT MW,HW,WS43,SAT NIC | 765 | 573.75
L5-FRT-KIT-17781 | L5 FRONT WOOD PANELS | 424 | 318
L5-FS-HA0 | L5 LECT FLPSHLF,H,5TH AV | 602 | 451.5
L5-FS-HA1 | L5 LECT FLPSHLF,H,AG ASH | 603 | 452.25
L5-FS-HA2 | L5 LECT FLPSHLF,H,ADPT M | 602 | 451.5
L5-FS-HA3 | L5 LECT FLPSHLF,H,ASIA N | 602 | 451.5
L5-FS-HA4 | L5 LECT FLPSHLF,H,BEIGE | 603 | 452.25
L5-FS-HA5 | L5 LECT FLPSHLF,H,BLACK | 602 | 451.5
L5-FS-HA6 | L5 LECT FLPSHLF,H,BL LEN | 603 | 452.25
L5-FS-HA7 | L5 LECT FLPSHLF,H,BR WHT | 602 | 451.5
L5-FS-HA8 | L5 LECT FLPSHLF,H,CITADL | 603 | 452.25
L5-FS-HA9 | L5 LECT FLPSHLF,H,EARTHW | 603 | 452.25
L5-FS-HB0 | L5 LECT FLPSHLF,H,ESP PR | 602 | 451.5
L5-FS-HB1 | L5 LECT FLPSHLF,H,FL GAU | 603 | 452.25
L5-FS-HB2 | L5 LECT FLPSHLF,H,FNT PR | 602 | 451.5
L5-FS-HB3 | L5 LECT FLPSHLF,H,GLM CH | 602 | 451.5
L5-FS-HB4 | L5 LECT FLPSHLF,H,GREY | 603 | 452.25
L5-FS-HB5 | L5 LECT FLPSHLF,H,HILINE | 603 | 452.25
L5-FS-HB6 | L5 LECT FLPSHLF,H,LT BGE | 603 | 452.25
L5-FS-HB7 | L5 LECT FLPSHLF,H,LIM MP | 602 | 451.5
L5-FS-HB8 | L5 LECT FLPSHLF,H,MAMBO | 602 | 451.5
L5-FS-HB9 | L5 LECT FLPSHLF,H,MONT W | 602 | 451.5
L5-FS-HC0 | L5 LECT FLPSHLF,H,NEUT W | 603 | 452.25
L5-FS-HC1 | L5 LECT FLPSHLF,H,OIL LO | 603 | 452.25
L5-FS-HC2 | L5 LECT FLPSHLF,H,PCN WD | 603 | 452.25
L5-FS-HC3 | L5 LECT FLPSHLF,H,PRL GR | 603 | 452.25
L5-FS-HC4 | L5 LECT FLPSHLF,H,PRST W | 603 | 452.25
L5-FS-HC5 | L5 LECT FLPSHLF,H,SHADOW | 602 | 451.5
L5-FS-HC6 | L5 LECT FLPSHLF,H,SLV MT | 603 | 452.25
L5-FS-HC7 | L5 LECT FLPSHLF,H,SM QUR | 602 | 451.5
L5-FS-HC8 | L5 LECT FLPSHLF,H,STUDIO | 602 | 451.5
L5-FS-HC9 | L5 LECT FLPSHLF,H,VRS AN | 602 | 451.5
L5-FS-HD0 | L5 LECT FLPSHLF,H,WAL HT | 602 | 451.5
L5-FS-HD1 | L5 LECT FLPSHLF,H,WEA AS | 603 | 452.25
L5-FS-HD2 | L5 LECT FLPSHLF,H,WH AS | 602 | 451.5
L5-FS-HZ0 | L5 LECT FLPSHLF,H,Z0 WILS | 602 | 451.5
L5-FS-HZ1 | L5 LECT FLPSHLF,H,Z1 FOR | 603 | 452.25
L5-FS-V00 | L5 LECT FLPSHLF,VN,NOIR S | 784 | 588
L5-FS-V01 | L5 LECT FLPSHLF,VN,SC CHE | 784 | 588
L5-FS-V02 | L5 LECT FLPSHLF,VN,DEM WA | 784 | 588
L5-FS-V03 | L5 LECT FLPSHLF,VN,MNK CH | 784 | 588
L5-FS-V04 | L5 LECT FLPSHLF,VN,SNDYMP | 784 | 588
L5-FS-V05 | L5 LECT FLPSHLF,VN,CR SAP | 784 | 588
L5-FS-V06 | L5 LECT FLPSHLF,VN,LATE W | 784 | 588
L5-FS-V07 | L5 LECT FLPSHLF,VN,SEPIAW | 784 | 588
L5-FS-V08 | L5 LECT FLPSHLF,VN,ASHNWA | 784 | 588
L5-FS-V09 | L5 LECT FLPSHLF,VN,TITWAL | 784 | 588
L5-MK23-CB | L5 LCTRN MWK KT23,CLSC BR | 348 | 261
L5-RRKIT23 | L5 RACKRAIL KIT,12RU,23 | 64 | 48
L5-RRKIT3343 | L5 RACKRAIL KIT,12RU,3343 | 64 | 48
L5-SD7 | L5 STORAGE DRAWER,7 IN | 195 | 146.25
L5-SHOC-XLR-S | L5 SHOCKMOUNT XLR MOUNT S | 233 | 174.75
L5-TABLETMT | L5 CLAMPING TABLET MOUNT | 233 | 174.75
L5-TASKLIGHT18 | L5 TASK LIGHT,18"AC | 401 | 300.75
L5-TMHWS-23CB | L5 TUR MW,HW WS23,CLSC BR | 545 | 408.75
L5-TMHWS-23SN | L5 TUR MW,HW,WS23,SAT NIC | 545 | 408.75
L5-TMHWS-33CB | L5 TUR MW,HW,WS33,CLSC BR | 708 | 531
L5-TMHWS-33SN | L5 TUR MW,HW,WS33,SAT NIC | 728 | 546
L5-TMHWS-43CB | L5 TUR MW,HW,WS43,CLSC BR | 726 | 544.5
L5-TMHWS-43SN | L5 TUR MW,HW,WS43,SAT NIC | 726 | 544.5
L5-TURFR-23LDW | L5 TURRET FRAME,LD,LW23W | 3501 | 2625.75
L5-TURFR-33LDW | L5 TURRET FRAME,LD,LW33W | 4093 | 3069.75
L5-TURFR-33LDW-I | L5 TUR FRM,LD,LW33W,INT | 3824 | 2868
L5-TURFR-43LDW | L5 TURRET FRAME,LD,LW43W | 4377 | 3282.75
L5-WSF33-SL | L5 WS,33"W,FLAT,SLATE | 927 | 695.25
L5KBB2SEHA0ZP001 | L5PK,33W,TUR,SOT,H,A0,ZP | 3282 | 2461.5
L5KBB2SEHA0ZP002 | L5PK,33W,TUR,SOT,H,A0,DZP | 3282 | 2461.5
L5KBB2SEHA3ZP001 | L5PK,33W,TUR,SOT,H,A3,ZP | 3282 | 2461.5
L5KBB2SEHA3ZP002 | L5PK,33W,TUR,SOT,H,A3,DZP | 3282 | 2461.5
L5KBB2SEHB3ZP001 | L5PK,33W,TUR,SOT,H,B3,ZP | 3282 | 2461.5
L5KBB2SEHB3ZP002 | L5PK,33W,TUR,SOT,H,B3,DZP | 3282 | 2461.5
L5KBB2SEHB7ZP001 | L5PK,33W,TUR,SOT,H,B7,DZP | 3282 | 2461.5
L5KBB2SFHA0ZP001 | L5PK,33W,FLT,SOT,H,A0,ZP | 3747 | 2810.25
L5KBB2SFHA0ZP002 | L5PK,33W,FLT,SOT,H,A0,DZP | 3747 | 2810.25
L5KBB2SFHA3ZP001 | L5PK,33W,FLT,SOT,H,A3,ZP | 3747 | 2810.25
L5KBB2SFHA3ZP002 | L5PK,33W,FLT,SOT,H,A3,DZP | 3193 | 2394.75
L5KBB2SFHB3ZP001 | L5PK,33W,FLT,SOT,H,B3,ZP | 3193 | 2394.75
L5KBB2SFHB3ZP002 | L5PK,33W,FLT,SOT,H,B3,DZP | 3193 | 2394.75
L5KCB2SEHA0ZP002 | L5PK,43W,TUR,SOT,H,A0,DZP | 3616 | 2712
L5KCB2SEHA3ZP001 | L5PK,43W,TUR,SOT,H,A3,ZP | 3616 | 2712
L5KCB2SEHA3ZP002 | L5PK,43W,TUR,SOT,H,A3,DZP | 3616 | 2712
L5KCB2SEHB3ZP001 | L5PK,43W,TUR,SOT,H,B3,ZP | 3616 | 2712
L5KCB2SEHB3ZP002 | L5PK,43W,TUR,SOT,H,B3,DZP | 3616 | 2712
L5KCB2SFHA0ZP001 | L5PK,43W,FLT,SOT,H,A0,ZP | 3507 | 2630.25
L5KCB2SFHA0ZP002 | L5PK,43W,FLT,SOT,H,A0,DZP | 3507 | 2630.25
L5KCB2SFHA3ZP001 | L5PK,43W,FLT,SOT,H,A3,ZP | 3507 | 2630.25
L5KCB2SFHA3ZP002 | L5PK,43W,FLT,SOT,H,A3,DZP | 3507 | 2630.25
L5KCB2SFHB3ZP001 | L5PK,43W,FLT,SOT,H,B3,ZP | 3507 | 2630.25
L5KCB2SFHB3ZP002 | L5PK,43W,FLT,SOT,H,B3,DZP | 3507 | 2630.25
L7-10U-S-B | L7 STORAGE W 10RU PKG PWR | 1025 | 768.75
L7-10U-S-U | L7 ST,W10RU PKG,UNASSEMBL | 1025 | 768.75
L7-12U-B | L7 12RU RACK PKG | 1025 | 768.75
L7-12U-U | L7 12RU RACK PKG,UNASSEMB | 1025 | 768.75
L7-6U-DS-B | L7 DOC CAM W 6RU,STOR PWR | 1025 | 768.75
L7-6U-DS-U | L7 DOC W6RU,ST PKG,UNASSE | 1025 | 768.75
L7-8U-D-B | L7 DOC CAM W 8RU PWR | 1025 | 768.75
L7-8U-D-U | L7 DOC W8RU PKG,UNASSEMBL | 1025 | 768.75
L7-F61A-WD-SLHA7 | L7 ADJ FR,WD,SIL,H,A7,ZP | 15323 | 11492.25
L7-F61A-WD-SLHB3 | L7 ADJ FR,WD,SIL,H,B3,ZP | 15323 | 11492.25
L7-F61A-WD-SLHB9 | L7 ADJ FR,WD,SIL,H,B9,ZP | 15323 | 11492.25
L7-FL-CON | L7 FLAT CONN SYS W STOR | 1533 | 1149.75
L7-TUR-C1060 | L7 TURRET CONN,C1060 BZL | 1025 | 768.75
L7-TUR-C760 | L7 TURRET CONN,C760 BZL | 1590 | 1192.5
LACE-13-A | 13SP,2"W,RND HOLE,LACER | 22 | 16.5
LACE-13-O-A | 13SP,3.25"W,TIEPOST LACER | 40.5 | 30.38
LACE-13-OP | 3-1/4"W,13SP,TIE PST,6PK | 188 | 141
LACE-13-OW | 4-3/4"W,13SP,TIE PST,1PC | 35.5 | 26.63
LACE-13-OWP | 4-3/4"W,13SP,TIE PST,6PK | 215 | 161.25
LACE-13P | 2"W,13SP W/HOLES,6PK | 108 | 81
LACE-23-1P | 1"W,23SP LACER BAR,6PK | 307 | 230.25
LACE-23-OP | 3-1/4"W,23SP,TIE PST,6PK | 260 | 195
LACE-23-OWP | 4-3/4"W,23SP,TIE PST,6PK | 293 | 219.75
LACE-37-1-A | 37SP,1"W,TIE SADDLE,LACER | 44.5 | 33.38
LACE-37-1P | 6PC,37SPX1"STEEL LACE BAR | 217 | 162.75
LACE-37-1S-A | 37SP,1"W,LACE W/TIE SDDLS | 80.5 | 60.38
LACE-37-A | 37SP,2"W,RND HOLE,LACER | 44.5 | 33.38
LACE-37-O-A | 37SP,3.25"W,TIEPOST LACER | 67 | 50.25
LACE-37-OP | 64-3/4"H,3-1/4H"W SLT LCR | 334 | 250.5
LACE-37-OW-A | 37SP,4.75",TIEPOST LACER | 79.5 | 59.63
LACE-37-OWP | 64-3/4"H,4-3/4"W SLT LCR | 388 | 291
LACE-37L-A | 37SP,3.5"LACE W/BRG LANCE | 74.5 | 55.88
LACE-37P | 6PC,37SP CABLE LACE STRIP | 217 | 162.75
LACE-40-OP | 70"H,3-1/4"W SLOT LACER | 349 | 261.75
LACE-40-OWP | 70"H,4-3/4"W SLOT LACER | 404 | 303
LACE-44-1P | 6PC,44SPX1"STEEL LACE BAR | 235 | 176.25
LACE-44-1SP | 6PC,44SPX1"LACE W/TIESDL | 427 | 320.25
LACE-44-OP | 77"H,3-1/4"W SLOT LACER | 363 | 272.25
LACE-44-OWP | 77"H,4-3/4"W SLOT LACER | 417 | 312.75
LACE-44L | 44SPX3.5"LACE W/BRDGE LNC | 75.5 | 56.63
LACE-44L-A | 44SP,3.5"LACE W/BRG LANCE | 85.5 | 64.13
LACE-5254-1-A | 52/54SP,1"W,TIE SDLE,LCR | 55 | 41.25
LACE-5254-1P | 6PC CBL LACESTRIP 52/54SP | 272 | 204
LACE-5254-O-A | 52/54SP,TIEPOST LACER | 97 | 72.75
LACE-5254-OP | 6PC 52/54SP 3-1/4"W LACE | 464 | 348
LACE-5254-OWP | 6PC 52/54SP 4-3/4"W LACE | 532 | 399
LACE-G40-1P | 6PC,40SPX1"STEEL LACE BAR | 262 | 196.5
LACE-G44-1P | 6PC,44SPX1"STEEL LACE BAR | 244 | 183
LACE-G48-1P | 6PC,48SPX1"STEEL LACE BAR | 268 | 201
LACE-G52-1P | 6PC,52SPX1"STEEL LACE BAR | 312 | 234
LACE-P | 6PC,45SP CABLE LACE STRIP | 235 | 176.25
LACE-WB6-24 | 1PC 6"W,WIRE LACE,24SP | 82 | 61.5
LACE-WB6-42 | 1PC 6"W,WIRE LACE,42SP | 111 | 83.25
LACE-WB6-45 | 1PC 6"W,WIRE LACE,45SP | 117 | 87.75
LATCH | UD&RACK DR USER INSTALL L | 27 | 20.25
LB-1R-A | ROUND LACER BAR | 12.5 | 9.38
LBFR-1626-T | 2PK TLSCP F-R(16-26)LCBAR | 98 | 73.5
LBFR-2036-T | 2PK TLSCP F-R(20-36)LCBAR | 122 | 91.5
LBFR-3650-T | 2PK TLSCP F-R(36-50)LCBAR | 132 | 99
LBH-1930-T | 2PK TLSCP HOR(19-30)LCBAR | 87 | 65.25
LBP-1.5 | 10PK LACING BARS W/1.5OFF | 139 | 104.25
LBP-1.5R90 | 10PK 90DEGREE 1.5"OFFSET | 136 | 102
LBP-10R90 | 10PK 90DEGREE 10"OFFSET | 176 | 132
LBP-1A | 10 PACK L LACER BAR | 63 | 47.25
LBP-1R | 10 PACK ROUND LACER BARS | 98 | 73.5
LBP-1R4 | 10 PACK 4OFF. ROUND LACE | 153 | 114.75
LBP-1S | 10 PACK RECTANGULAR LACER | 98 | 73.5
LBP-2A | 10 PACK,L BAR,2"OFFSET | 108 | 81
LBP-4A | 10 PACK,L BAR,4"OFFSET | 122 | 91.5
LBP-4R90 | 10PK 90DEGREE 4"OFFSET | 151 | 113.25
LBP-6A | 10 PACK,L BAR 6"OFFSET | 134 | 100.5
LBP-6R90 | 10PK 90DEGREE 6"OFFSET | 163 | 122.25
LBP-ADJ-A-2PK | L STYLE,MULTI OFFSET LACE, 0,2,4,6",2PK | 163 | 122.25
LBP-LTF | LG FLANGE LACER PNL,10PC | 204 | 153
LBX-3 | 3SP LOCKING STORAGE UNIT | 174 | 130.5
LBX-4 | 4SP LOCKING STORAGE UNIT | 186 | 139.5
LEVELFEET-K | SET OF 4 LF | 41.5 | 31.13
LF | SET OF 4 THREADED LEVEL.F | 40 | 30
LF-HD | HEAVY DUTY LEVELING FEET | 49 | 36.75
LF-ISO | LF W/RUBBER ISOLATION BT | 55.5 | 41.63
LH-BCW15 | ACCY,BRIDGING CAB,WIDE,15 | 2218 | 1663.5
LH-BCW30 | ACCY,BRIDGING CAB,WIDE,15 | 2218 | 1663.5
LH-BCW45 | ACCY,BRIDGING CAB,WIDE,15 | 2218 | 1663.5
LH-BCWS | ACCY,BRIDGING CAB,WIDE,ST | 2218 | 1663.5
LH-VL-KNTRL-USSAM1 | LUNDHALSEY,VL,KONTROL,US,SAMPLEKIT1 | 12688 | 9516
LH-VLACCL | LH-VLACCLORNER LTS,PAIR | 613 | 459.75
LH-VLACPU | ACCY,VISIONLINE,CPU | 518 | 388.5
LH-VLAHA | ACCY,VISIONLINE,HGT-ADJ | 3408 | 2556
LH-VLAKT | ACCY,VISIONLINE,KTRL TCH 2XUSB | 1138 | 853.5
LH-VLALGT | ACCY,VISIONLINE,TASKLIGHT | 1038 | 778.5
LH-VLAMA | ACCY,VL,MONITORARM,SINGLE | 448 | 336
LH-VLCLA | CNSL,VISIONLINE,LG,A | 9588 | 7191
LH-VLCLB | CNSL,VISIONLINE,LG,B | 9588 | 7191
LH-VLCLHA | CNSL,VISIONLINE,LG,AIR,A | 12338 | 9253.5
LH-VLCLHB | CNSL,VISIONLINE,LG,AIR,B | 12338 | 9253.5
LH-VLCLHS | CNSL,VISIONLINE,LG,AIR,S | 12338 | 9253.5
LH-VLCLS | CNSL,VISIONLINE,LG,S | 9588 | 7191
LH-VLCMA | CNSL,VISIONLINE,MED,A | 8218 | 6163.5
LH-VLCMB | CNSL,VISIONLINE,MED,B | 8218 | 6163.5
LH-VLCMHA | CNSL,VISIONLINE,MED,AIR,A | 10968 | 8226
LH-VLCMHB | CNSL,VISIONLINE,MED,AIR,B | 10968 | 8226
LH-VLCMHS | CNSL,VISIONLINE,MED,AIR,S | 10968 | 8226
LH-VLCMS | CNSL,VISIONLINE,MED,S | 8218 | 6163.5
LH-VLCSA | CNSL,VISIONLINE,SM,A | 7278 | 5458.5
LH-VLCSB | CNSL,VISIONLINE,SM,B | 7278 | 5458.5
LH-VLCSHA | CNSL,VISIONLINE,SM,AIR,A | 10028 | 7521
LH-VLCSHB | CNSL,VISIONLINE,SM,AIR,B | 10028 | 7521
LH-VLCSHS | CNSL,VISIONLINE,SM,AIR,S | 10028 | 7521
LH-VLCSS | CNSL,VISIONLINE,SM,S | 7278 | 5458.5
LH-XTAT4RU | LH,XTYPE,TURRET,4RU | 768 | 576
LH-XTCLHS | 203CNSL,XTYPE,LG,AIR,S | 13418 | 10063.5
LH-XTCLS | LH,CNSL,XTYPE,LG,S | 9998 | 7498.5
LH-XTCMHS | LH,CNSL,XTYPE,MED,AIR,S | 11578 | 8683.5
LH-XTCMS | LH,CNSL,XTYPE,MED,S | 8158 | 6118.5
LH-XTCSHS | LH,CNSL,XTYPE,SM,AIR,S | 10268 | 7701
LH-XTCSS | LH,CNSL,XTYPE,SM,S | 6858 | 5143.5
LL-DTRK | LEVER LOCK KIT DTRK | 14.5 | 10.88
LL-DWR/SR-BP | DWR/SR BACK PAN LL BKT | 49 | 36.75
LL-H2A21 | 21"HORIZ,2"OFFST ANGLE | 28 | 21
LL-H4A21 | 21"HORIZ,4"OFFST ANGLE | 35.5 | 26.63
LL-HA21 | 21" HORIZ ANGLE LACE | 13.5 | 10.13
LL-HA21-4 | 4PK, 21" HORIZ ANGLE LACE | 45.5 | 34.13
LL-HC21 | 21" HORIZ CHANNEL LACE | 20 | 15
LL-HC21-4 | 4PK,21"HORIZ CHANNEL LACE | 69.5 | 52.13
LL-HR21 | 21" HORIZ ROUND LACE | 11.5 | 8.63
LL-HR21-4 | 4PK, 21" HORIZ ROUND LACE | 38.5 | 28.88
LL-MP21 | 21"H MULTI PACK | 132 | 99
LL-RFR | LEVER LOCK KIT RFR | 25 | 18.75
LL-SNE-36BKT | LL HORZ BKT,FOR 36D SNE | 234 | 175.5
LL-SNE-42BKT | LL HORZ BKT,FOR 42D SNE | 240 | 180
LL-SNE-48BKT | LL HORZ BKT,FOR 48D SNE | 246 | 184.5
LL-VA17 | 17" VERT ANGLE LACE | 12.5 | 9.38
LL-VA17-4 | 4PK,17" VERT ANGLE LACE | 41.5 | 31.13
LL-VA21 | 21" VERT ANGLE LACE | 13.5 | 10.13
LL-VA21-4 | 4PK,21" VERT ANGLE LACE | 43.5 | 32.63
LL-VC17 | 17"VERT CHANNEL LACE | 20 | 15
LL-VC17-4 | 4PK,17"VERT CHAN LACE | 68 | 51
LL-VC21 | 21"VERT CHANNEL LACE | 20 | 15
LL-VC21-4 | 4PK,21"VERT CHANNEL | 68 | 51
LL-VDIN17 | 17"VERT DIN RAIL | 33 | 24.75
LL-VDIN17-4 | 17"VERT DIN RAIL,4-PACK | 120 | 90
LL-VDIN21 | 21"VERT DIN RAIL | 34 | 25.5
LL-VDIN21-4 | 21"VERT DIN RAIL,4-PACK | 124 | 93
LL-VP1710 | 17",10"D,V ACCES MTG PLT | 47.5 | 35.63
LL-VP176-SWP | 17"H,6"D,V MTG PLT SWP | 40 | 30
LL-VP2110 | 21"H,10"D,V ACCES MTG PLT | 53 | 39.75
LL-VWM-36S-42SP | VWM LL FR DR KIT 36S 42SP | 112 | 84
LL-VWM-36SP | VWM LL FR DR KIT 36SP | 105 | 78.75
LL-VWM-42S | VWM LL FR DR KIT 42S | 124 | 93
LL-VWM-BPK | VWM LL BACK PAN KIT | 81 | 60.75
LP-41100 | M 0U 12A 120V(10)5-20R 5-15P | 920 | 690
LP-41110 | M 1U 12A 120V(8)5-20R 5-15P | 770 | 577.5
LP-41200 | M 0U 16A 120V(24)5-20R L5-20P | 1010 | 757.5
LP-41210 | M 1U 16A 120V(8)5-20R L5-20P | 890 | 667.5
LP-41300 | M 0U 24A 120V(24)5-20R L5-30P | 1050 | 787.5
LP-41320 | M 2U 24A 120V(16)5-20R L5-30P | 1370 | 1027.5
LP-42201 | M 0U 16A 208V(18)C13 & (2)C19 L6-20P | 890 | 667.5
LP-42211 | M 1U 16A 208V(8)C13 L6-20P | 840 | 630
LP-42300 | M 0U 24A 208V(36)C13 & (6)C19 L6-30P | 1130 | 847.5
LP-42320 | M 2U 24A 208V(12)C13 & (4)C19 L6-30P | 1340 | 1005
LP-61100 | SW 0U 12A 120V(8)5-20R 5-15P | 1660 | 1245
LP-61110 | SW 1U 12A 120V(8)5-20R 5-15P | 1090 | 817.5
LP-61200 | SW 0U 16A 120V(24)5-20R L5-20P | 1660 | 1245
LP-61210 | SW 1U 16A 120V(8)5-20R L5-20P | 1210 | 907.5
LP-61300 | SW 0U 24A 120V(24)5-20R L5-30P | 1930 | 1447.5
LP-61320 | SW 2U 24A 120V(16)5-20R L5-30P | 1770 | 1327.5
LP-62201 | SW 0U 16A 208V(21)C13 & (3)C19 L6-20P | 1670 | 1252.5
LP-62211 | SW 1U 16A 208V(8)C13 L6-20P | 1210 | 907.5
LP-62300 | SW 0U 24A 208V(21)C13 & (3)C19 L6-30P | 1850 | 1387.5
LP-62320 | SW 2U 24A 208V(16)C13 L6-30P | 1690 | 1267.5
LT-1R | 1SP RACKLIGHT SHLF FLTBLK | 370 | 277.5
LT-1RA | 1SP RACKLIGHT SHLF BLKANO | 420 | 315
LT-CABUTL-DUAL | DUAL RKMT WORK LIGHT | 300 | 225
LT-CABUTL-SINGLE | SINGLE RKMT WORK LIGHT | 230 | 172.5
LT-GN | GOOSENECK LED LIGHT | 60 | 45
LT-GN-PL | LED GSNK LT W/120V ADPT | 70 | 52.5
LT-GN-PNL | 1SP,DUAL LED LIGHT PANEL | 160 | 120
LT-GN-WL | MAGNETIC WORKLIGHT,LED | 170 | 127.5
LU-RPB1 | REPLACEMENT BAT 9AH | 73 | 54.75
LU-RPB2 | REPLACEMENT BAT 7AH | 58 | 43.5
LVFD-10 | 10SP LARGE PERF FR DOOR | 454 | 340.5
LVFD-12 | 12SP LARGE PERF FR DOOR | 475 | 356.25
LVFD-16 | 16SP LARGE PERF FR DOOR | 493 | 369.75
LVFD-18 | 18SP LARGE PERF FR DOOR | 523 | 392.25
LVFD-21 | 21SP LARGE PERF FR DOOR | 545 | 408.75
LVFD-24 | 24SP LARGE PERF FR DOOR | 572 | 429
LVFD-27 | 27SP LARGE PERF FR DOOR | 645 | 483.75
LVFD-35 | 35SP LARGE PERF FR DOOR | 689 | 516.75
LVFD-37 | 37SP LARGE PERF FR DOOR | 712 | 534
LVFD-40 | 40SP LARGE PERF FR DOOR | 753 | 564.75
LVFD-42 | 42SP LG PERF FRDR,WMRK | 783 | 587.25
LVFD-44 | 44SP,LARGE PERF FD,UNV,BK | 826 | 619.5
LVFD-WMRK-24 | 24 SP LARGE PERF DOOR | 645 | 483.75
LVFD-WMRK-42 | 42 SP LARGE PERF DOOR | 893 | 669.75
LVFD-WMRK-45 | 45 SP LARGE PERF DOOR | 965 | 723.75
LVFD28-24 | 28W/24SP SR PERF FRNT DR | 670 | 502.5
LVFD28-40 | 28W/40SP SR PERF FRNT DR | 889 | 666.75
LVFD28-46 | 28W/46SP SR PERF FRNT DR | 980 | 735
M-15-IECA | 4"MPR 15A 3-GANG IEC MOD | 230 | 172.5
M-15A | 4"MPR 15A DUPLEX MODULE | 120 | 90
M-15A-SP | MPR 15A MODULE W/S-SURGE | 450 | 337.5
M-20-IECA | 4"MPR 20A 1-GANG IEC MOD | 140 | 105
M-20A | 4"MPR 20A DUPLEX MODULE | 130 | 97.5
M-20A-SP | MPR 20A MODULE W/S-SURGE | 490 | 367.5
M-20IGA | MPR 20A DUP ISO GND MOD | 140 | 105
M-20TL-HWA | 4"MPR 20A TWLK L5-20R | 140 | 105
M-2X15A | 8"MPR 15A DBL DUPLEX MOD | 180 | 135
M-2X20A | 8"MPR 20A DBL DUPLEX MOD | 200 | 150
M-2X20IGA | 8"MPR 20A DBLDUP ISO MOD | 210 | 157.5
M-30TL-HWA | 4"MPR 30A TWLK L5-30R | 160 | 120
M-PCON-20A | MPR 20A POWERCON MODULE | 180 | 135
MAFAN | 4-1/2FAN 120V W/CORD | 103 | 77.25
MAFAN-10 | 10FAN 115V W/CORD | 389 | 291.75
MAG-1/2 | 2PC MAGNETIC SOCKETS FOR | 61 | 45.75
MAG-CAB-LATCHKEY | MAGNETIC CAB LATCH KEY | 64 | 48
MBRK12 | 12SP(21)RACK,18DEEP,MAPLE | 402 | 301.5
MBRK12-22 | 12SP(21)RACK,22DEEP,MAPLE | 530 | 397.5
MBRK12-28 | 12SP(21)RACK,28DEEP,MAPLE | 721 | 540.75
MBRK16 | 16SP(28)RACK,18DEEP,MAPLE | 450 | 337.5
MBRK16-22 | 16SP(28)RACK,22DEEP,MAPLE | 591 | 443.25
MBRK16-28 | 16SP(28)RACK,28DEEP,MAPLE | 801 | 600.75
MBRK20 | 20SP(35)RACK,18DEEP,MAPLE | 483 | 362.25
MBRK20-22 | 20SP(35)RACK,22DEEP,MAPLE | 622 | 466.5
MBRK20-28 | 20SP(35)RACK,28DEEP,MAPLE | 847 | 635.25
MBRK28-22 | 28SP(49)RACK,22DEEP,MAPLE | 708 | 531
MBRK28-28 | 28SP(49)RACK,28DEEP,MAPLE | 975 | 731.25
MBRK8 | 8SP(14)RACK,18DEEP,MAPLE | 362 | 271.5
MBRK8-22 | 8SP(14)RACK,22DEEP,MAPLE | 509 | 381.75
MD-KB | PULLOUT KEYBOARD TRAY | 293 | 219.75
MDV-CK | CASTER KIT-FITS MDV-R12 R | 188 | 141
MDV-CNR1 | MDV SYS CORNER UNIT | 1522 | 1141.5
MDV-CNR3 | MDV SYS CORNER UNIT | 1763 | 1322.25
MDV-DL | MDV SYS DESK W/OB | 1522 | 1141.5
MDV-DSK | MDV SYS DESK W/OB | 1027 | 770.25
MDV-OB4 | MDV SYS. 4SP OB FITS MDV | 342 | 256.5
MDV-R12 | MDV SYSTEM 12SP RACK | 597 | 447.75
MDV-W | MDV SYSTEM WEDGE | 262 | 196.5
MFR-1227GC | 12SP27D MOBILE F RACK GC | 1290 | 967.5
MFR-1227GE | 12SP27D MOBILE F RACK GE | 1290 | 967.5
MFR-1227KM | 12SP27D MOBILE F RACK KM | 1290 | 967.5
MFR-1627GC | 16SP27D MOBILE F RACK GC | 1348 | 1011
MFR-1627GE | 16SP27D MOBILE F RACK GE | 1348 | 1011
MFR-1627KM | 16SP27D MOBILE F RACK KM | 1348 | 1011
MFR-2027GC | 20SP27D MOBILE F RACK GC | 1442 | 1081.5
MFR-2027GE | 20SP27D MOBILE F RACK GE | 1442 | 1081.5
MFR-2027KM | 20SP27D MOBILE F RACK KM | 1442 | 1081.5
MFR-FANKIT-2 | MFR DC 2FAN KIT W PWR SUP | 168 | 126
MFR-RRK-12 | MFR REAR RAIL KIT 12SP | 55 | 41.25
MFR-RRK-16 | MFR REAR RAIL KIT 16SP | 68 | 51
MFR-RRK-20 | MFR REAR RAIL KIT 20SP | 81.5 | 61.13
MK-19-45 | CABLE MGMT RCK, 45SP (78. | 1066 | 799.5
MK-1945-24 | 45SP,14"DP CABLE MGMT RK | 1331 | 998.25
MK-LA | LADDER ADAPTER FOR MK RAC | 90 | 67.5
MM-P-100-BK | MON MT,PIV,POLE,SINGLE,BK | 231 | 173.25
MM3-C-120-BK | MON MT,DYN,CLMN,SINGLE,BK | 446 | 334.5
MM3-C-220-BK | MON MT,DYN,CLMN,DUAL,BK | 751 | 563.25
MM3-C-330-BK | MON MT,DYN,CLMN,3X1,BK | 1038 | 778.5
MM3-C-420-BK | MON MT,DYN,CLMN,2X2,BK | 1425 | 1068.75
MMR-1020 | MULTI MOUNT RACK 10UX20D | 477 | 357.75
MMR-1220 | MULTI MOUNT RACK 12UX20D | 537 | 402.75
MMR-1620 | MULTI MOUNT RACK 16UX20D | 633 | 474.75
MMR-1624 | MULTI MOUNT RACK 16UX24D | 649 | 486.75
MMR-1820 | MULTI MOUNT RACK 18UX20D | 706 | 529.5
MMR-1824 | MULTI MOUNT RACK 18UX24D | 762 | 571.5
MMR-RR10 | 10 SPACE RAIL KIT,MMR | 73.5 | 55.13
MMR-RR12 | 12 SPACE RAIL KIT,MMR | 75.5 | 56.63
MMR-RR16 | 16 SPACE RAIL KIT,MMR | 79.5 | 59.63
MMR-RR18 | 18 SPACE RAIL KIT,MMR | 89 | 66.75
MPR-3A | MPR RACEWAY,32" | 120 | 90
MPR-6A | MPR RACEWAY,56" | 140 | 105
MPR-8A | MPR RACEWAY,72" | 160 | 120
MPR-9A | MPR RACEWAY,80" | 180 | 135
MPR-BL2A | MPR 2"BLANK MODULE(QTY:2) | 40 | 30
MPR-BL4A | MPR 4" BLANK MODULE | 40 | 30
MPR-BL8A | MPR 8" BLANK MODULE | 40 | 30
MPR-JB663A | MPR JBOX 6"X6"X3" | 120 | 90
MPR-JB843A | MPR JBOX 8"X4"X3" | 120 | 90
MPR-JB853A | MPR JBOX 8"X5"X3" | 120 | 90
MPR-JB863A | MPR JBOX 8"X6"X3" | 120 | 90
MPR-SEQ-1CA | MPR SEQ CONT MOD,CORD | 470 | 352.5
MPR-SEQA | 8"MPR SEQ CONTROL MOD | 440 | 330
MPR-SS | MPR SURGE SUPPRESSOR | 120 | 90
MRK-2426 | 24SP/26D MULTIBAY MRK | 1679 | 1259.25
MRK-2426LRD | 24SP/26D MULTIBAY MRK LRD | 1507 | 1130.25
MRK-2426PROLRD | 24SP/26D MRK W/PRO RAIL | 1601 | 1200.75
MRK-2431 | 24SP/31D MULTIBAY MRK | 1848 | 1386
MRK-2431LRD | 24SP/31D MULTIBAY MRK LRD | 1677 | 1257.75
MRK-2436 | 24SP/36D MULTIBAY MRK | 2197 | 1647.75
MRK-2436LRD | 24SP/36D MULTIBAY MRK,LRD | 2022 | 1516.5
MRK-2436PRO | 24SP/36D MRK W/PRO RAIL | 2166 | 1624.5
MRK-3726 | 37SP/26D MULTIBAY MRK | 1806 | 1354.5
MRK-3726LRD | 37SP/26D MULTIBAY MRK LRD | 1631 | 1223.25
MRK-3731 | 37SP/31D MULTIBAY MRK | 2082 | 1561.5
MRK-3731LRD | 37SP/31D MULTIBAY LRD | 1902 | 1426.5
MRK-3736 | 37SP/36DP MULTIBAY MRK | 2385 | 1788.75
MRK-3736PROLRD | 37SP,36"D MRK PRO LRD | 2314 | 1735.5
MRK-4026 | 40SP/26D MULTIBAY MRK | 1871 | 1403.25
MRK-4026LRD | 40SP/26D MULTIBAY MRK LRD | 1689 | 1266.75
MRK-4031 | 40SP/31D MULTIBAY MRK | 2222 | 1666.5
MRK-4031LRD | 40SP/31D MULTIBAY MRK LRD | 2036 | 1527
MRK-4036 | 40SP/36D MULTIBAY MRK | 2544 | 1908
MRK-4036LRD | 40SP/36D MULTIBAY MRK LRD | 2360 | 1770
MRK-4036PRO | 40SP/36D MRK W/PROLIANT | 2596 | 1947
MRK-4036PROLRD | 40SP/36D MRK W/PRO RAIL | 2406 | 1804.5
MRK-4042 | 40SP/42D MULTIBAY RACK | 2874 | 2155.5
MRK-4042LRD | 40SP/42D MULTIBAY MRK LRD | 2690 | 2017.5
MRK-4042PROLRD | 40SP/42D MRK W/PRO RAIL | 2717 | 2037.75
MRK-4426 | 44SP/26D MULTIBAY MRK | 2019 | 1514.25
MRK-4426-AV | 44SP/26D CONFIG AV RACK | 5255 | 3941.25
MRK-4426-AV-AB | 44SP/26D CNFG AVRK ADDABY | 4415 | 3311.25
MRK-4426LRD | 44SP/26D MULTIBAY MRK LRD | 1842 | 1381.5
MRK-4431 | 44SP/31D MULTIBAY MRK | 2325 | 1743.75
MRK-4431-AV | 44SP/31D CONFIG AV RACK | 5970 | 4477.5
MRK-4431-AV-AB | 44SP/31D CNFG AVRK ADDABY | 4833 | 3624.75
MRK-4431-DVR | 44SP/31D CONFIG DVR RACK | 6536 | 4902
MRK-4431-DVR-AB | 44S/31D CNFG DVRRK ADDABY | 5376 | 4032
MRK-4431LRD | 44SP/31D MULTIBAY MRK LRD | 2139 | 1604.25
MRK-4431PRO | 44SP/31D MRK PROLIANT RL | 2366 | 1774.5
MRK-4431PROLRD | 44SP/31D MULTIBAY MRK LRD | 2189 | 1641.75
MRK-4436 | 44SP/36D MULTIBAY MRK | 2626 | 1969.5
MRK-4436-NVR | 44SP/36D CONFIG NVR RACK | 6834 | 5125.5
MRK-4436LRD | 44SP/36D MULTIBAY MRK LRD | 2469 | 1851.75
MRK-4436PRO | 44SP/36D MRK W/PROLIANT R | 2699 | 2024.25
MRK-4436PROLRD | 44SP/36D MRK W/PROLIANT R | 2515 | 1886.25
MRK-4442 | 44SP/42"DP MULTIBAY RACK | 3050 | 2287.5
MRK-4442LRD | 44SP/42DP MULTIBAY RK LRD | 2860 | 2145
MRK-4442PRO | 44SP/42D MULTIBAY RK PRO | 3106 | 2329.5
MRK-4442PROLRD | 44SP/42D MULTIBAY RK PRO | 2916 | 2187
MRK-4826 | 48SP/26D MULTIBAY MRK | 2157 | 1617.75
MRK-4826LRD | 48SP/26D MULITBAY MRK LRD | 1973 | 1479.75
MRK-4831 | 48SP/31D MULTIBAY MRK | 2421 | 1815.75
MRK-TEMP-26 | ROUGH-IN TEMPLATE FOR 26D | 94 | 70.5
MRK-TEMP-31 | ROUGH-IN TEMPLATE FOR 31D | 102 | 76.5
MRK-TEMP-36 | ROUGH-IN TEMPLATE FOR 36D | 125 | 93.75
MRK-Z4 | SEISMIC BRKTS. MRK SE | 83.5 | 62.63
MS-11 | .5"HX11"D MULTI SHELF | 70.5 | 52.88
MS-11-4 | .5"HX11"D MULTI SHELF 4PK | 254 | 190.5
MS-5.5 | .5"HX5.5"D MULTI SHELF | 51.5 | 38.63
MS-5.5-4 | .5HX5.5"D MULTI SHLF 4PK | 182 | 136.5
MV-ISO-31 | ISO KIT FOR MRK/VRK 31"DP | 144 | 108
MV-ISO-36 | ISO KIT FOR MRK/VRK 36"DP | 186 | 139.5
MV-ISO-42 | ISO KIT MRK/VRK 42"DP | 221 | 165.75
MV-PVT26 | MRK/VRK PAGODA TOP 26DP | 260 | 195
MV-PVT31 | MRK/VRK PAGODA TOP 31DP | 318 | 238.5
MV-PVT36 | MRK/VRK PAGODA TOP 36DP | 334 | 250.5
MV-PVT42 | MRK/VRK PAGODA TOP 42DP | 388 | 291
MV-RR24 | 24SP,PR,MRK/VRK ADDL.RAIL | 149 | 111.75
MV-RR37 | 37SP,PR,MRK/VRK ADDL.RAIL | 161 | 120.75
MV-RR40 | 40SP,PR,MRK/VRK ADDL.RAIL | 178 | 133.5
MV-RR44 | 44SP,PR,MRK/VRK ADDL.RAIL | 192 | 144
MV-ZRA-44 | 44SP MRK/VRK Z-RAIL ADAPT | 163 | 122.25
MW-10FT | 10FAN TOP OPT. MRK/WRK(BL | 100 | 75
MW-10FT-550CFM | INTEGRATED 10"FAN TOP | 733 | 549.75
MW-10FT-FC | 10"(1)FAN/TOP W/FC M/W | 964 | 723
MW-4FT | 4-1/2FAN(4)TOP MRK/WRK(BL | 101 | 75.75
MW-4FT-380CFM | INTEGRATED 4"FAN TOP | 677 | 507.75
MW-4QFT-FC | 4.5"(4)FAN/TOP W/FC M/W | 1160 | 870
MW-6FT | 6"FAN TOP,3 FANS,MRK/WRK | 101 | 75.75
MW-6FT-660CFM | INTEG 6"FAN TOPW/GUARDS | 851 | 638.25
MW-CFRD-42 | 42SP,SPLIT FAN RD,1320CFM | 2971 | 2228.25
MW-CFRD-44 | 44SP,SPLIT FAN RD,1320CFM | 3004 | 2253
MW-CFRD-45 | 45SP,SPLIT FAN RD,1320CFM | 3021 | 2265.75
MW-CLVRD-24 | 24SP LG PERF SPLIT RD BK | 618 | 463.5
MW-CLVRD-40 | LG PERF SPLIT REARDR,40SP | 826 | 619.5
MW-CLVRD-42 | 42SP LG PERF SPLIT RD BK | 776 | 582
MW-CLVRD-44 | LG PERF SPLIT REARDR,44SP | 860 | 645
MW-CLVRD-45 | 45SP LG PERF SPLIT RD BK | 862 | 646.5
MW-CRD-24 | 24SP SOLID SPLIT RD BK | 452 | 339
MW-CRD-42 | 42SP SOLID SPLIT RD BK | 475 | 356.25
MW-CRD-44 | SOLID SPLIT REAR DOOR,44 | 487 | 365.25
MW-CRD-45 | 45SP SOLID SPLIT RD BK | 502 | 376.5
MW-DT | DUCT TOP OPT MRK/WRK BLK | 106 | 79.5
MW-LA | MRK/WRK LADDER ADAPT TOP | 129 | 96.75
MW-LVRD-40 | 40SP LARGE PERF REAR DOOR | 556 | 417
MW-LVRD-44 | 44SP,LARGE PERF RD,UNV,BK | 568 | 426
MW-LVRD-54 | 54SP LARGE PERF REAR DOOR | 645 | 483.75
MW-LVT | MRK/WRK LG PERF VENT TOP | 148 | 111
MW-RD-24 | 24SP MRK/WRK REAR DOOR | 151 | 113.25
MW-RD-37 | 37SP MRK/WRK REAR DOOR | 157 | 117.75
MW-RD-40 | 40SP MRK/WRK REAR DOOR | 161 | 120.75
MW-RD-44 | 44SP MRK/WRK REAR DOOR | 163 | 122.25
MW-RD-54 | 54SP MRK/WRK REAR DOOR | 666 | 499.5
MW-ST | SOLID TOP OPTION MRK/WRK | 101 | 75.75
MW-TR | MRK/WRK/VRK TOP RAIL OPT. | 66 | 49.5
MW-VRD-37 | 37SP VENTED REAR DR (BLK) | 279 | 209.25
MW-VRD-40 | 40SP VENTED REAR DR (BLK) | 302 | 226.5
MW-VRD-44 | 44SP VENTED REAR DR (BLK) | 321 | 240.75
MW-VT | MRK/WRK VENT TOP OPTION,BK | 101 | 75.75
MWCFRD-1/2PNL-45 | 1/2 BLNK PNL MW-CFRD-45 | 112 | 84
MWCFRD-FKIT | ADD'L 6"FAN FOR MW-CFRD | 194 | 145.5
OBRK12 | 12SP(21)OAK RACK, 18DEEP | 350 | 262.5
OBRK16 | 16SP(28)OAK RACK, 18DEEP | 415 | 311.25
OBRK20 | 20SP(35)OAK RACK, 18DEEP | 456 | 342
OBRK8 | 8SP(14)OAK RACK, 18DEEP | 327 | 245.25
OCAP-2 | 2SP OPEN CLAMPING RACKMNT | 62 | 46.5
OCAP-3 | 3SP OPEN CLAMPING RACKMNT | 75 | 56.25
OSR16 | 16SP SLOPED OAK RACK W/WH | 601 | 450.75
OSR24 | 24SP SLOPED OAK RACK W/WH | 691 | 518.25
PB-5A | SLIM5 & AX-S POWER BRACKE | 25 | 18.75
PB-90 | 90DEG PWR MOUNTING BRKTS | 24 | 18
PB-DWR | POWER MOUNTING BRACKET FO | 66 | 49.5
PB-XS | RACKMOUNT FOR EX.SM POWER | 60 | 45
PBL-1 | 1SP FLANGED ALUM BLANK PA | 15.5 | 11.63
PBL-2 | 2SP FLANGED ALUM BLANK PA | 20 | 15
PBL-3 | 3SP FLANGED ALUM BLANK PA | 30 | 22.5
PBL-4 | 4SP FLANGED ALUM BLANK PA | 34 | 25.5
PBL1-CP12 | 12PC. PBL-1 CONTRACT PACK | 174 | 130.5
PBL1-ID | 1SP ALUM BL,I.D.STRIP | 39.5 | 29.63
PBL2-CP12 | 12PC. PBL-2 CONTRACT PACK | 217 | 162.75
PBL3-CP6 | 6PC. PBL-3 CONTRACT PACK | 153 | 114.75
PBL4-CP6 | 6PC. PBL-4 CONTRACT PACK | 176 | 132
PBRU20A1 | PTDF,BRACE,UNIV,20 | 36 | 27
PBS-WMRK-36 | PLENUM BASE FOR 36"D WMRK | 520 | 390
PBS-WMRK-42 | PLENUM BASE FOR 42"D WMRK | 586 | 439.5
PBS-WMRK-48 | PLENUM BASE FOR 48"D WMRK | 611 | 458.25
PCD-1.5X2-18 | 1.5"WX2"DX18RU | 3461 | 2595.75
PCD-1.5X2-21 | 1.5"WX2"DX21RU | 3461 | 2595.75
PCD-1.5X2-35 | 1.5"WX2"DX35RU | 3461 | 2595.75
PCD-1.5X2-4BK | 1.5"WX2"DX6'L W/CVR,4PC | 254 | 190.5
PCD-1.5X4-4BK | 1.5"WX4"DX6'L W/CVR,4PC | 382 | 286.5
PCD-2-3-30SC | 2"WX3"DX30RU,SINGLE DUCT | 176 | 132
PCD-2-3-38SC | 2"WX3"DX38RU,SINGLE DUCT | 204 | 153
PCD-2-3-45SC | 2"WX3"DX45RU,SINGLE DUCT | 221 | 165.75
PCD-3-3-38SC | 3"WX3"DX38RU,SINGLE DUCT | 223 | 167.25
PCD-3-3-45SC | 3"WX3"DX45RU,SINGLE DUCT | 239 | 179.25
PCD-3-6-38DC | 3"WX6"DX38RU,DUAL DUCT | 369 | 276.75
PCD-3-6-45DC | 3"WX6"DX45RU,DUAL DUCT | 406 | 304.5
PCD-4-4-38SC | 4"WX4"DX38RU,SINGLE DUCT | 252 | 189
PCD-4-4-45SC | 4"WX4"DX45RU,SINGLE DUCT | 285 | 213.75
PCD-4-8-38DC | 4"WX8"DX38RU,DUAL DUCT | 394 | 295.5
PCD-4-8-45DC | 4"WX4"DX45RU,DUAL DUCT | 427 | 320.25
PCDB-90-1.5-12 | 90DEG MOUNT BRKT,12PC | 87 | 65.25
PCR-2X320A | 20A MPR RCWY ASSY,2 CT | 1600 | 1200
PCR6-A | 20A MPR RCWY ASSY,1 CCT | 1400 | 1050
PCS-1-2H | CBL SPOOL,1-3/8"D,2SP PNL | 98 | 73.5
PCS-1-4 | CABLE SPOOL,1-3/8"D,4PCS | 43.5 | 32.63
PCS-3-2H | CBL SPOOL,3"D,2SP PNL | 105 | 78.75
PCS-3-4 | CABLE SPOOL,3"D,4PCS | 47.5 | 35.63
PD-1815R-RN | 18OUT 15A,RKMT 2-STG SRG | 300 | 225
PD-1820R-RN | 18OUT 20A,RKMT 2-STG SRG | 360 | 270
PD-2015R-HH-NS | 20OUT,15A,10ON10SW,MULTMT | 250 | 187.5
PD-2015R-NS | 20 OUT,15A,MULTIMNT,CORD | 240 | 180
PD-2020R-NS | 20OUT 20A,RKMT,NO SURGE | 300 | 225
PD-215 | 2 OUTS,15A,SURGE | 240 | 180
PD-2415SC | SLIM PWR STRP,24OUT,15A,W | 300 | 225
PD-2415SC-NS | 24 OUTLET, 1X15A CIRC. W/ | 260 | 195
PD-2420SC-NS | 24OUTLET,1X20A CIRC.,CORD | 300 | 225
PD-28-SP | 2 OUTS,8A SERIES SURGE | 400 | 300
PD-2X1215TL-30CB | (2)12OUT,15A,CIRC,TL,30CB | 990 | 742.5
PD-415R-SP | 4 OUTLET,15A SERIES SURGE | 660 | 495
PD-420R-SP | 4 OUTLET,20A SERIES SURGE | 720 | 540
PD-715SC-NS | SLIM PWR STRIP,7 OUTLET | 180 | 135
PD-815R-PL | POWER CENTER W/PILOT LT | 210 | 157.5
PD-815RA-PL | POWER CENTER W/ANOD FACE | 450 | 337.5
PD-815SC | SLIM PWR STRP,8OUT,15A,W/ | 190 | 142.5
PD-815SC-20 | PD-815SC W/20' POWER CORD | 210 | 157.5
PD-815SC-NS | SLIM PWR STRIP,8 OUTLET,1 | 170 | 127.5
PD-815SC-PBSH | SHLF MT 8OUT 15A PWR STRP | 280 | 210
PD-915R | 9OUT,15A,RCKMNT POWER CEN | 220 | 165
PD-915R-PL | 9OUT,15A,RKMT W/PILOT LT | 240 | 180
PD-915R-SP | 9 OUTS,15A SERIES SURGE | 900 | 675
PD-915RC-20 | PD-915R W/20' POWER CORD | 240 | 180
PD-915RV-RN | 9 VERT OUTLET 15A RCKMT | 370 | 277.5
PD-920R | 9OTLT,20A,RKMT PWR,WSRG | 410 | 307.5
PD-920R-NS | 9OUT,20A,RCKMNT POWER DIS | 370 | 277.5
PD-920R-SP | 9 OUTS,20A SERIES SURGE | 1100 | 825
PD-920RC-20 | 9OTLT,20A,RKMT PWR,WSRG | 430 | 322.5
PD-DC-125R | DC PWR DIST,125W RKMNT | 700 | 525
PD-DC-200-5V | DC PWR DIST,200W,5V | 900 | 675
PD-DC-300-12-24V | DC PWR DIST,300W 12V 24V | 900 | 675
PD-DC-300-12V | DC PWR DIST,300W 12V | 900 | 675
PD-DC-300-24V | DC PWR DIST,300W,24V | 900 | 675
PD-DC-300-5V | DC PWR DIST,300W,5V | 900 | 675
PD-DC-45 | DC PWR DIST,45W COMPACT | 430 | 322.5
PDC-915R-2 | 9OUT 15A 2STAGE NTFY CTRL | 420 | 315
PDC-915R-6 | 9OUT 15A 2STAGE NTFY CTRL | 420 | 315
PDCOOL-1015RA | 1RU,10OUTS,15A,50CFM,AN | 860 | 645
PDCOOL-1020RK | 1RU,10OUTS,20A,50CFM,BL,K | 820 | 615
PDCOOL-1115R | 1RU,11OUTS,15A,50CFM,BL | 700 | 525
PDCOOL-1120R | 1RU,11OUTS,20A,50CFM,BL | 760 | 570
PDLT-815RV-RN | 8OUT,15A,RKMT POWER/LGT | 480 | 360
PDLT-815RVA | 8OUT,15A,RKMT PWR/LGT ANO | 500 | 375
PDS-1615R | 16OUT 15A 3STGSEQ 2STGSRG | 560 | 420
PDS-1620R-NS | 16OUT 20A 3STGSEQ NO SRG | 620 | 465
PDS-615R | 6OUT SEQUENCED 1X15A POWE | 790 | 592.5
PDS-620R | 6 OUT SEQUENCED 20A POWER | 910 | 682.5
PDT-1015C-M-NS | 10 OUT,15A,METER,CORDED | 350 | 262.5
PDT-1015C-NS | PD THIN,1-15A CIR,10 0UT | 230 | 172.5
PDT-1015C-RN | 10 OUT,15A,SRG&NFY,CORD | 270 | 202.5
PDT-1020C-NS | PD THIN,1-20A CIR,10 OUT | 270 | 202.5
PDT-1220C-NS | 12 OUTLETS,20A,CORD,NS | 300 | 225
PDT-1415C | 14 OUTLETS,15A,CORD,SURGE | 300 | 225
PDT-1415C-NS | 14 OUTLETS,15A,CORD,NS | 260 | 195
PDT-1615C-NS | PD THIN,1-15A,16 OUT,CORD | 280 | 210
PDT-1620C-NS | PD THIN,1-20A,16OUT,CORD | 320 | 240
PDT-2015C-M-NS | 20 OUT,15A,METER,CORDED | 460 | 345
PDT-2015C-NS | PD THIN,1-15A CIR,20 OUT | 300 | 225
PDT-2015C-RN | 20 OUT,15A,SRG&NFY,CORD | 380 | 285
PDT-2020C-M-NS | 20 OUT,20A,METER,CORDED | 550 | 412.5
PDT-2020C-NS | PD THIN,1-20A CIR,20 OUT | 370 | 277.5
PDT-2020C-RN | 20 OUT,20A,SRG&NFY,CORD | 400 | 300
PDT-2020TL-M-NS | 20 OUT,20A,METER,T/LOCK | 640 | 480
PDT-2020TL-NS | PD-THIN,1-20A CIR,20 OUT | 410 | 307.5
PDT-2X1015 | PD THIN,2-15A CIR,20 OUT | 400 | 300
PDT-2X1015S | PDT,2X15A,20 OUT,SML JBOX | 380 | 285
PDT-2X1020 | PD THIN,2-20A CIR,20 OUT | 460 | 345
PDT-2X1020T | PDT 2-20A CIR 20OUT 1/2 K | 460 | 345
PDT-2X320 | 6 OUTLETS,2X20A,JBOX | 360 | 270
PDT-2X520 | 10 OUTLET,2X20A,JBOX | 380 | 285
PDT-2X615S | 12 OUTLETS,2X15A,JBOX | 300 | 225
PDT-2X815 | 16 OUTLETS,2X15A,JBOX | 360 | 270
PDT-2X820 | 16 OUTLETS,2X20A,JBOX | 440 | 330
PDT-615C | 6 OUTLETS,15A,CORD,SURGE | 260 | 195
PDT-615C-NS | 6 OUTLETS,15A,CORD,NS | 210 | 157.5
PDT-620C-NS | 6 OUTLETS,20A,CORD,NS | 240 | 180
PDW-12X220J | 24OUT,12X20A,POWER W/JBOX | 960 | 720
PDX-215C | 15A 2 OUT MULTI-STAGE SURGE COMPACT | 260 | 195
PDX-215C-SP | 15A 2 OUT SERIES SURGE COMPACT | 420 | 315
PDX-220C | 20A 2 OUT MULTI-STAGE SURGE COMPACT | 300 | 225
PDX-220C-SP | 20A 2 OUT SERIES SURGE COMPACT | 480 | 360
PDX-615C | 15A 6 OUT MULTI-STAGE SURGE COMPACT | 400 | 300
PDX-615C-SP | 15A 6 OUT SERIES SURGE COMPACT | 660 | 495
PDX-620C | 20A 6 OUT MULTI-STAGE SURGE COMPACT | 440 | 330
PDX-620C-SP | 20A 6 OUT SERIES SURGE COMPACT | 760 | 570
PDX-915R | 15A 9 OUT MULTI-STAGE SURGE W/CTRL | 390 | 292.5
PDX-915R-SP | 15A 9 OUT SERIES SURGE W/CTRL | 900 | 675
PDX-920R | 20A 9 OUT MULTI-STAGE SURGE W/CTRL | 430 | 322.5
PDX-920R-SP | 20A 9 OUT SERIES SURGE W/CTRL | 1100 | 825
PET-K-CWR | PET,BP-CS-FD,FITS CWR | 46 | 34.5
PET-K-D/EWR | PET,BP-CS,FITS EWR & DWR | 23 | 17.25
PET-K-D/EWRD | PET,BP-CS-FD,EWR & DWR | 46 | 34.5
PET-K-DOOR | PET,DOOR TO RACK | 31.5 | 23.63
PET-K-DWRFK | PET,FANKIT TO CS,DWR/SR | 52 | 39
PET-K-EXT | PET KIT,DOOR EXT TO RACK | 30.5 | 22.88
PET-K-FANTOP | PET,FAN TOP TO RACK | 31.5 | 23.63
PET-K-FD | PET,FRONT DOOR TO RACK | 34.5 | 25.88
PET-K-HDR | PET,BP-FD,FITS HDR | 27.5 | 20.63
PET-K-MMR-PH | PET,MMT TO PIVOT & HANG | 21 | 15.75
PET-K-RD | PET,REAR DOOR TO RACK | 31.5 | 23.63
PET-K-RDC | PET,REAR CABLE DR TO RK | 45 | 33.75
PET-K-SIDE | PET,SIDE PANEL TO RACK | 48 | 36
PET-K-SR | PET,BP-CS,FITS SR SERIES | 31.5 | 23.63
PET-K-VWM-FAN | PET KIT,4"FAN TO BP,VWM | 32.5 | 24.38
PET-K-WRP/S | PET,BP-FD,FITS WRP & WRS | 34.5 | 25.88
PFD-10 | 10SP PLEXI FRONTDR,UNIV.B | 433 | 324.75
PFD-12 | 12SP PLEXI FRONTDR,UNIV.B | 450 | 337.5
PFD-14 | 14SP PLEXI FRONTDR,UNIV | 471 | 353.25
PFD-16 | 16SP PLEXI FRONTDR,UNIV.B | 491 | 368.25
PFD-18 | 18SP PLEXI FRONTDR,UNIV.B | 506 | 379.5
PFD-19A | 19SP,CURVED PLEXI FR DR | 625 | 468.75
PFD-21 | 21SP PLEXI FRONTDR,UNIV.B | 564 | 423
PFD-24 | 24SP PLEXI FRONTDR,UNIV.B | 600 | 450
PFD-25A | 25SP,CURVED PLEXI FR DR | 804 | 603
PFD-27 | 27SP PLEXI FRONTDR,UNIV.B | 714 | 535.5
PFD-35 | 35SP PLEXI FRONTDR,UNIV.B | 889 | 666.75
PFD-37 | 37SP PLEXI FRONTDR,UNIV.B | 909 | 681.75
PFD-38A | 38SP,CURVED PLEXI FR DR | 989 | 741.75
PFD-40 | 40SP PLEXI FRONTDR,UNIV.B | 966 | 724.5
PFD-41A | 41SP,CURVED PLEXI FR DR | 1018 | 763.5
PFD-42 | 42SP PLEXI FRONT DR,UNIV | 1011 | 758.25
PFD-44 | 44SP PLEXI FRONTDR,UNIV.B | 1032 | 774
PFD-45 | 45SP PLEXI FRONT DR,UNIV | 1059 | 794.25
PFD-45A | 45SP,CURVED PLEXI FR DR | 1082 | 811.5
PFD-46 | 46SP PLEXI FRONT DOOR | 1088 | 816
PFD-54 | PLEXI FRONT DOOR FITS VMRK | 1217 | 912.75
PFD-8 | 8SP PLEXI FRONTDR(EWR)BK | 383 | 287.25
PFD-WMRK-24 | 24SP PLEXI FRONT DR, WMRK | 723 | 542.25
PFD-WMRK-24LH | 24SP PLEXI FD,NO HANDLE | 685 | 513.75
PFD-WMRK-42 | 42SP PLEXI FRONT DR,WMRK | 1205 | 903.75
PFD-WMRK-42LH | 42SP PLEXI FRONT DR LESS HNLE,WMRK,BLK | 1009 | 756.75
PFD-WMRK-45 | 45SP PLEXI FRONT DR, WMRK | 1215 | 911.25
PFD-WMRK-45LH | 45SP PLEXI FD,NO HANDLE | 1177 | 882.75
PFD28-24 | 28W/24SP PLEXI FRONT DOOR | 674 | 505.5
PFD28-40 | 28W/40SP PLEXI FRONT DOOR | 1130 | 847.5
PFD28-46 | 28W/46SP PLEXI FRONT DOOR | 1226 | 919.5
PHBL-1 | 1SP FLAT ALUM BLANK PANEL | 19 | 14.25
PHBL-2 | 2SP FLAT ALUM BLANK PANEL | 23 | 17.25
PHBL-3 | 3SP FLAT ALUM BLANK PANEL | 31 | 23.25
PHBL-4 | 4SP FLAT ALUM BLANK PANEL | 40.5 | 30.38
PHBL1-CP12 | 12PC. PHBL-1 CONTRACT PAC | 200 | 150
PHBL2-CP12 | 12PC. PHBL-2 CONTRACT PAC | 260 | 195
PHBL3-CP6 | 6PC. PHBL-3 CONTRACT PACK | 161 | 120.75
PHBL4-CP6 | 6PC. PHBL-4 CONTRACT PACK | 217 | 162.75
PHCM-1-2 | 1SP PLASTIC CBL MNG,2"D | 51.5 | 38.63
PHCM-1-4 | 1SP PLASTIC CBL MNG,4"D | 55 | 41.25
PHCM-2-3 | 2SP PLASTIC CBL MNG,3"D | 62 | 46.5
PIVOT-MMR-10 | PIVOT BACK PAN MMR 10U | 264 | 198
PIVOT-MMR-12 | PIVOT BACK PAN MMR 12U | 289 | 216.75
PIVOT-MMR-16 | PIVOT BACK PAN MMR 16U | 320 | 240
PIVOT-MMR-18 | PIVOT BACK PAN MMR 18U | 345 | 258.75
PNL-CLN | MICRO FIBER CLOTH | 20 | 15
PPM-2 | 2SP PIVOTING PNL MNT 6DP | 151 | 113.25
PPM-4 | 4SP PIVOTING PNL MNT 6DP | 174 | 130.5
PPM-6 | 6SP PIVOTING PNL MNT 6DP | 186 | 139.5
PPM-6-12 | 6SP PIVOTING PNL MNT 12DP | 303 | 227.25
PPM-8-12 | 8SP PIVOTING PNL MNT 12DP | 326 | 244.5
PPM-8-18 | 8SP PIVOTING PNL MNT, 18D | 375 | 281.25
PPM-DO6 | 6SP PPM FRONT DOOR | 178 | 133.5
PPM-DO8 | 8SP PPM FRONT DOOR | 211 | 158.25
PPM-LID12 | LID,FITS 12DP PPM'S | 116 | 87
PPM-LID16 | LID,FITS 16DP PPM | 132 | 99
PPM-LID18 | LID,FITS 18DP PPM'S | 153 | 114.75
PROBGR-RR45 | 45U BGR PRO ADDL RAIL PR | 176 | 132
PROGRK-RR40 | 40SP GRK PRO RAIL,PR | 200 | 150
PROGRK-RR44 | 44SP GRK PRO RAIL,PR | 221 | 165.75
PROGRK-RR48 | 48SP GRK PRO RAIL,PR | 233 | 174.75
PROGRK-RR52 | 52SP GRK PRO RAIL,PR | 262 | 196.5
PROMRK-RR24 | PAIR 24SP MRK PROLIANT RA | 175 | 131.25
PROMRK-RR37 | PAIR 37SP MRK PROLIANT RA | 190 | 142.5
PROMRK-RR40 | PAIR 40SP MRK PROLIANT RA | 204 | 153
PROMRK-RR44 | PAIR 44SP MRK PROLIANT RA | 225 | 168.75
PROR4CN-RR45 | PR 45SP CAGENUT SPLIT RL | 270 | 202.5
PROR4CN-RR51 | PR 51SP CAGENUT SPLIT RL | 297 | 222.75
PROR4CN-ZRA45 | 45SP R4CN ZRAIL ADAPT KIT | 263 | 197.25
PROR4CN-ZRA51 | 51SP R4CN ZRAIL ADAPT KIT | 285 | 213.75
PROWMRK-RR24 | PR 24SP CAGENUT RR WMRK | 236 | 177
PROWMRK-RR42 | PR 42SP CAGENUT RR WMRK | 306 | 229.5
PROWMRK-RR45 | PR 45SP CAGENUT RR,WMRK | 310 | 232.5
PROWMRK-ZRA-24 | 24SP WMRK ZRAIL ADAPT KIT | 225 | 168.75
PROWMRK-ZRA-42 | 42SP WMRK ZRAIL ADAPT KIT | 291 | 218.25
PROWMRK-ZRA-45 | 45SP WMRK ZRAIL ADAPT KIT | 291 | 218.25
PROWRK-RR24 | PAIR 24SP WRK PROLIANT RA | 248 | 186
PROWRK-RR37 | PAIR 37SP WRK PROLIANT RA | 252 | 189
PROWRK-RR40 | PAIR 40SP WRK PROLIANT RA | 275 | 206.25
PROWRK-RR44 | PAIR 44SP WRK PROLIANT RA | 294 | 220.5
PRRF44EMCOR | PTDE,44SP EMC RAIL (O) | 34 | 25.5
PRRF45 | PTDE,FULL HOLE, 45SP (O) | 35.5 | 26.63
PS2/USB-4C | 4PACK, PS2/USB CORDS | 273 | 204.75
PSDR-12 | 12SP PLEXI SPLIT SECURITY | 373 | 279.75
PSDR-16 | 16SP PLEXI SPLIT SECURITY | 412 | 309
PSDR-20 | 20SP PLEXI SPLIT SECURITY | 503 | 377.25
PSDR-8 | 8SP PLEXI SPLIT SECURITY | 342 | 256.5
PTRK-14 | PORTABLE RACK 14SP | 1194 | 895.5
PTRK-14-RD | 14SP PTRK REAR DOOR | 338 | 253.5
PTRK-1426 | PORTABLE RACK,14SP,26"D | 1317 | 987.75
PTRK-1426MDK | PTRK-1426 W/PLEXI DR,TOP | 2359 | 1769.25
PTRK-14MDK | PTRK-14 W/PLEXI & TOP | 2018 | 1513.5
PTRK-21 | PORTABLE RACK 21SP | 1259 | 944.25
PTRK-2126 | PORTABLE RACK,21SP,26"DP | 1461 | 1095.75
PTRK-2126MDK | PTRK-2126 W/PLEXI DR,TOP | 2546 | 1909.5
PTRK-21MDK | PTRK-21 W/PLEXI & TOP | 2182 | 1636.5
PTRK-2726 | PORTABLE RACK,27SP,26"DP | 1600 | 1200
PTRK-2726MDK | PTRK-2726 W/PLEXI DR,TOP | 2756 | 2067
PTRK-RR14 | REAR RAIL KIT FOR PTRK-14 | 66 | 49.5
PTRK-RR21 | REAR RAIL KIT FOR PTRK-21 | 90 | 67.5
PTRK-RR27 | REAR RAIL KIT FOR PTRK-27 | 108 | 81
PTS | PTDF,TRIM STRIP | 21 | 15.75
PVFD-44 | 44SP VENT/PLEXI FRONTDR U | 1340 | 1005
PWR-16-V | 15A,16 OUT,VERTICAL | 180 | 135
PWR-24-V | 15A,24 OUT,VERTICAL | 200 | 150
PWR-8-V | 15A,8 OUT,VERTICAL | 130 | 97.5
PWR-9-RP | 15A,9 OUT,RCKMNT | 150 | 112.5
PWR-9-RPM | 15A,9 OUT RKMNT MON | 200 | 150
QBP-2 | QUIET 2 BLWR PNL,1SP BL | 607 | 455.25
QBP-2A | QUIET 2 BLWR PNL,1SP ANO | 668 | 501
QFAN | 4-1/2 QUIET FAN WITH GUAR | 141 | 105.75
QFAN-119 | 119MM QUIET FAN 220V | 141 | 105.75
QFP-1 | QUIET FAN PNL ANOD FOR 1 | 223 | 167.25
QFP-1-119 | QUIET FNPNL ANOD 1-220V | 223 | 167.25
QFP-2 | QUIET FAN PNL ANOD FOR 2 | 263 | 197.25
QFP-2-119 | QUIET FNPNL ANOD W/2-220V | 263 | 197.25
QTFP-1 | QUIET FAN PNL TEXT FOR 1 | 210 | 157.5
QTFP-1-119 | QUIET FNPNL TEXT W/1-220V | 229 | 171.75
QTFP-2 | QUIET FAN PNL TEXT FOR 2 | 252 | 189
QTFP-2-119 | QUIET FNPNL TEXT W/2-220V | 252 | 189
R2-44S | 44RU SEISMIC CERT 2-POST | 1442 | 1081.5
R412-3824B | 38SP 4-POST FRM RK 12/24 | 1303 | 977.25
R412-3830B | 38SP 4-POST FRM RK 12/24 | 1515 | 1136.25
R412-4524B | 45SP 4-POST FRM RK 12/24 | 1342 | 1006.5
R412-4530B | 45SP 4-POST FRM RK 12/24 | 1569 | 1176.75
R412-5124B | 51SP 4-POST FRM RK 12/24 | 1781 | 1335.75
R412-RR38 | PR 38SP 12/24 SPLIT RAIL | 155 | 116.25
R412-RR45 | PR 45SP 12/24 SPLIT RAIL | 186 | 139.5
R412-RR51 | PR 51SP 12/24 SPLIT RAIL | 213 | 159.75
R4CN-4524B | 45SP 4-POST FRAME RK,CN | 1255 | 941.25
R4CN-4530B | 45SP 4-POST FRAME RK,CN | 1529 | 1146.75
R4CN-4536B | 45SP 4-POST FRAME RK,CN | 1656 | 1242
R4CN-5124B | 51SP 4-POST FRAME RK,CN | 1359 | 1019.25
R4CN-5130B | 51SP 4-POST FRAME RK,CN | 1590 | 1192.5
R4CN-5136B | 51SP 4-POST FRAME RK,CN | 1725 | 1293.75
RAP-MFR20GE | REAR,MFR,20,GE | 272 | 204
RAP14 | SLIM 5-14 REAR ACCESS PAN | 211 | 158.25
RAP21 | SLIM 5-21 REAR ACCESS PAN | 229 | 171.75
RAP29 | SLIM 5-29 REAR ACCESS PAN | 263 | 197.25
RAP37 | SLIM 5-37 REAR ACCESS PAN | 302 | 226.5
RAP43 | SLIM 5-43 REAR ACCESS PAN | 319 | 239.25
RAP8 | SLIM 5-8 REAR ACCESS PAN | 181 | 135.75
RBA-MV44-2 | PNL ADAPTOR,M/V,44SP,2SP | 54 | 40.5
RBA-W44-2 | PNL ADAPTOR,WRK,44SP,2SP | 47.5 | 35.63
RC-2 | 2SP CLAMPING RACKSHELF | 120 | 90
RC-3 | 3SP CLAMPING RACKSHELF | 128 | 96
RC-4 | 4SP CLAMPING RACKSHELF | 143 | 107.25
RCS-1824 | 18U/24"DEEP,CONFIGURED RK | 1467 | 1100.25
RCS-2724 | 27U/24"DEEP,CONFIGURED RK | 1812 | 1359
RCS-3524 | 35U/24"DEEP,CONFIGURED RK | 2055 | 1541.25
RCS-4224 | 42U/24"DEEP,CONFIGURED RK | 2467 | 1850.25
RCS-RR42 | 42SP,RCS RACKRAIL,PAIR | 182 | 136.5
REB14 | ROTATING EQUIP BASE 14"DP | 355 | 266.25
REB18 | ROTATING EQUIP BASE 18"DP | 429 | 321.75
RFR-1628BR | 28W16SP28DP RFR RACK BR | 1802 | 1351.5
RFR-1628CR | 28W16SP28DP RFR RACK CR | 1802 | 1351.5
RFR-1628TR | 28W16SP28D RFR RK TR RN | 1802 | 1351.5
RFR-2028BR | 28W20SP28DP RFR RACK BR | 1981 | 1485.75
RFR-2028CR | 28W20SP28D RFR RK CR RN | 1981 | 1485.75
RFR-2028TR | 28W20SP28DP RFR RACK TR | 1981 | 1485.75
RFR-2428BR | 28W24SP28DP RFR RK BL RN | 2101 | 1575.75
RFR-2428CR | 28W24SP28DP RFR RACK CR | 2101 | 1575.75
RFR-2428TR | 28W24SP28DP RFR RACK TR | 2101 | 1575.75
RFR-CABCOOL50 | RFR CABCOOL 50,PNL,2 GROM | 437 | 327.75
RFR-ERRK-16 | RFR EMC REAR RAIL 16SP | 90 | 67.5
RFR-ERRK-20 | RFR EMC REAR RAIL 20SP | 102 | 76.5
RFR-ERRK-24 | RFR EMC REAR RAIL 24SP | 120 | 90
RFR-GFD-20 | 20SP GLASS DOOR,RFR | 369 | 276.75
RH-2 | PAIR 2SP REAR HANG BRACKE | 20 | 15
RH-3 | PAIR 3SP REAR HANG BRACKE | 21 | 15.75
RH-4 | PAIR 4SP REAR HANG BRACKE | 23 | 17.25
RIB-1-BGR-27 | 1 BAY,27D,RISER BASE | 513 | 384.75
RIB-1-BGR-32 | 1 BAY,32D,RISER BASE | 555 | 416.25
RIB-1-BGR-38 | 1 BAY,38D,RISER BASE | 596 | 447
RIB-1-DRK-31 | 1BAY RISER BASE,31"DRK | 575 | 431.25
RIB-1-DRK-36 | 1 BAY RISER BASE,36D DRK | 621 | 465.75
RIB-1-DRK-42 | 1BAY RISER BASE,42"DP DRK | 670 | 502.5
RIB-1-GRK-30B | 1-BAY GRK RISER BASER,30D | 513 | 384.75
RIB-1-GRK-36B | 1-BAY GRK RISER BASE,36D | 596 | 447
RIB-1-GRK-42B | 1BAY RISER BASE,42"D GRK | 647 | 485.25
RIB-1-MRK-26 | 1 BAY RISER BASE,MRK,26D | 513 | 384.75
RIB-1-MRK-31 | 1 BAY RISER BASE,MRK,31D | 555 | 416.25
RIB-1-MRK-36 | 1 BAY RISER BASE,MRK,36D | 596 | 447
RIB-1-MRK-42 | 1 BAY RISER BASE,MRK,42D | 647 | 485.25
RIB-1-SNE24-36 | 1 BAY RIB,24W,36DP SNE | 607 | 455.25
RIB-1-SNE24-42 | 1 BAY RIB,24W,42DP SNE | 660 | 495
RIB-1-SNE27-36 | 1 BAY RIB,27W,36DP SNE | 618 | 463.5
RIB-1-SNE27-42 | 1 BAY RISER BASE,SNE,27"WX42"D | 590 | 442.5
RIB-1-SNE27-48 | 1 BAY RISER BASE,SNE,27"WX48"D | 672 | 504
RIB-1-SNE30-36 | 1 BAY RISER BASE,SNE,30"WX36"D | 556 | 417
RIB-1-SNE30-42 | 1 BAY RISER BASE,SNE,30"WX42"D | 632 | 474
RIB-1-SNE30-48 | 1 BAY RISER BASE,SNE,30"WX48"D | 650 | 487.5
RIB-1-WMRK-36 | 1BAY RISER BASE,36DP WMRK | 596 | 447
RIB-1-WMRK-42 | 1BAY RISE BASE,42DP WMRK | 338 | 253.5
RIB-1-WMRK-48 | 1 BAY RISER BASE,WMRK,48"D | 628 | 471
RIB-1-WRK-27 | 1 BAY RISER BASE FOR 27D | 513 | 384.75
RIB-1-WRK-32 | 1 BAY RISER BASE FOR 32D | 555 | 416.25
RIB-2-BGR-27 | 2 BAY,27D,RISER BASE | 732 | 549
RIB-2-BGR-32 | 2 BAY,32D,RISER BASE | 789 | 591.75
RIB-2-BGR-38 | 2 BAY,38D,RISER BASE | 853 | 639.75
RIB-2-DRK-31 | 2 BAY RISER BASE,DRK,31D | 750 | 562.5
RIB-2-DRK-36 | 2 BAY RISER BASE,36D DRK | 804 | 603
RIB-2-DRK-42 | 2BAY RISER BASE,42"DP DRK | 862 | 646.5
RIB-2-GRK-24B | 2-BAY GRK RISER BASE,24D | 732 | 549
RIB-2-GRK-30B | 2-BAY GRK RISER BASE,30D | 732 | 549
RIB-2-GRK-36B | 2-BAY GRK RISER BASE,36D | 853 | 639.75
RIB-2-GRK-42B | 2BAY RISER BASE,42"D GRK | 923 | 692.25
RIB-2-MRK-26 | 2 BAY RISER BASE FOR 26DP | 732 | 549
RIB-2-MRK-31 | 2 BAY RISER BASE:31DP MRK | 789 | 591.75
RIB-2-MRK-36 | 2 BAY RISER BASE:36DP MRK | 853 | 639.75
RIB-2-MRK-42 | 2BAY RISER BASE,42"DP MRK | 923 | 692.25
RIB-2-SNE24-36 | 2 BAY RIB,24W,36DP SNE | 870 | 652.5
RIB-2-SNE24-42 | 2 BAY RIB,24W,42DP SNE | 941 | 705.75
RIB-2-SNE24-48 | 2 BAY RIB,24W,48DP SNE | 1015 | 761.25
RIB-2-SNE27-36 | 2 BAY RISER BASE,SNE,27"WX36"D | 702 | 526.5
RIB-2-SNE27-42 | 2 BAY RISER BASE,SNE,27"WX42"D | 750 | 562.5
RIB-2-SNE27-48 | 2 BAY RISER BASE,SNE,27"WX48"D | 845 | 633.75
RIB-2-SNE30-36 | 2 BAY RISER BASE,SNE,30"WX36"D | 722 | 541.5
RIB-2-SNE30-42 | 2 BAY RISER BASE,SNE,30"WX42"D | 774 | 580.5
RIB-2-SNE30-48 | 2 BAY RISER BASE,SNE,30"WX48"D | 828 | 621
RIB-2-WMRK-36 | 2BAY RISER BASE,36DP WMRK | 853 | 639.75
RIB-2-WMRK-42 | 2BAY RISER BASE,42D WMRK | 923 | 692.25
RIB-2-WMRK-48 | 2 BAY RISER BASE 48"DEEP WMRK | 995 | 746.25
RIB-2-WRK-32 | 2 BAY RISER BASE FOR 32D | 789 | 591.75
RIB-3-BGR-27 | 3 BAY,27D,RISER BASE | 857 | 642.75
RIB-3-BGR-32 | 3 BAY,32D,RISER BASE | 927 | 695.25
RIB-3-BGR-38 | 3 BAY,38D,RISER BASE | 1000 | 750
RIB-3-DRK-36 | 3 BAY RISER BASEDRK,36"D | 925 | 693.75
RIB-3-DRK-42 | 3BAY RISER BASE,42"DP DRK | 991 | 743.25
RIB-3-GRK-24B | 3-BAY GRK RISER BASE,24D | 857 | 642.75
RIB-3-GRK-30B | 3-BAY GRK RISER BASE,30D | 857 | 642.75
RIB-3-GRK-36B | 3-BAY GRK RISER BASE,36D | 1000 | 750
RIB-3-GRK-42B | 3BAY RISER BASE,42"D GRK | 1080 | 810
RIB-3-MRK-26 | 3 BAY RISER BASE FOR 26DP | 857 | 642.75
RIB-3-MRK-31 | 3 BAY RISER BASE:31DP MRK | 927 | 695.25
RIB-3-MRK-36 | 3 BAY RISER BASE:36DP MRK | 1000 | 750
RIB-3-MRK-42 | 3BAY RISER BASE,42"DP MRK | 1080 | 810
RIB-3-SNE24-36 | 3 BAY RIB,24W,36DP SNE | 1019 | 764.25
RIB-3-SNE24-42 | 3 BAY RIB,24W,42DP SNE | 1101 | 825.75
RIB-3-SNE24-48 | 3 BAY RIB,24W,48DP SNE | 1189 | 891.75
RIB-3-SNE27-48 | 3 BAY RISER BASE,SNE,27"WX48"D | 971 | 728.25
RIB-3-SNE30-42 | 3 BAY RISER BASE,SNE,30"WX42"D | 1011 | 758.25
RIB-3-WMRK-36 | 3BAY RISER BASE,36DP WMRK | 1000 | 750
RIB-3-WMRK-42 | 3BAY RISER BASE,42D WMRK | 1080 | 810
RIB-3-WRK-32 | 3 BAY RISER BASE FOR 32D | 927 | 695.25
RIB-4-BGR-27 | 4 BAY,27D,RISER BASE | 1148 | 861
RIB-4-BGR-32 | 4 BAY,32D,RISER BASE | 1239 | 929.25
RIB-4-BGR-38 | 4 BAY,38D,RISER BASE | 1335 | 1001.25
RIB-4-GRK-30B | 4-BAY GRK RISER BASE,30D | 1148 | 861
RIB-4-GRK-36B | 4-BAY GRK RISER BASE,36D | 1335 | 1001.25
RIB-4-GRK-42B | 4BAY RISER BASE,42"D GRK | 1445 | 1083.75
RIB-4-MRK-26 | 4 BAY RISER BASE FOR 26DP | 1148 | 861
RIB-4-MRK-31 | 4 BAY RISER BASE:31DP MRK | 1239 | 929.25
RIB-4-MRK-36 | 4 BAY RISER BASE:36DP MRK | 1335 | 1001.25
RIB-4-WRK-27 | 4 BAY RISER BASE FOR 27D | 1148 | 861
RIB-4-WRK-32 | 4 BAY RISER BASE FOR 32D | 1239 | 929.25
RIB-5-BGR-27 | 5 BAY,27D,RISER BASE | 1436 | 1077
RIB-5-BGR-32 | 5 BAY,32D,RISER BASE | 1552 | 1164
RIB-5-BGR-38 | 5 BAY,38D,RISER BASE | 1675 | 1256.25
RIB-5-GRK-30B | 5-BAY GRK RISER BASE,30D | 1436 | 1077
RIB-5-GRK-36B | 5-BAY GRK RISER BASE,36D | 1675 | 1256.25
RIB-5-GRK-42B | 5BAY RISER BASE,42"D GRK | 1807 | 1355.25
RIB-5-MRK-26 | 5 BAY RISER BASE FOR 26DP | 1436 | 1077
RIB-5-MRK-31 | 5 BAY RISER BASE:31DP MRK | 1552 | 1164
RIB-5-MRK-36 | 5 BAY RISER BASE:36DP MRK | 1675 | 1256.25
RIB-5-WRK-32 | 5 BAY RISER BASE FOR 32D | 1552 | 1164
RK-GD10 | 10SP GLS DR FOR BRK/OBRK | 217 | 162.75
RK-GD12 | 12SP GLS DR FOR BRK/OBRK | 240 | 180
RK-GD14 | 14SP GLS DR FOR BRK/OBRK | 263 | 197.25
RK-GD16 | 16SP GLS DR FOR BRK/OBRK | 292 | 219
RK-GD20 | 20SP GLS DR FOR BRK/OBRK | 319 | 239.25
RK-GD28 | 28SP GLS DR FOR BRK/MBRK | 379 | 284.25
RK-GD6 | 6SP GLASS DR FOR BRK/OBRK | 179 | 134.25
RK-GD8 | 8SP GLASS DR FOR BRK/OBRK | 200 | 150
RK-RAP12 | 12SP RK REAR ACCESS KIT | 246 | 184.5
RK-RAP12-MP | 12SP RK REAR ACCESS KT,MP | 246 | 184.5
RK-RAP16 | 16SP RK REAR ACCESS KIT | 308 | 231
RK-RAP16-MP | 16SP RK REAR ACCESS KT,MP | 308 | 231
RK-RAP20 | 20SP RK REAR ACCESS KIT | 369 | 276.75
RK-RAP20-MP | 20SP RK REAR ACCESS KT,MP | 369 | 276.75
RK-RAP28 | 28SP RK REAR ACCESS KIT | 421 | 315.75
RK-RAP28-MP | 28SP RK REAR ACCESS KT,MP | 421 | 315.75
RK-RAP8 | 8SP RK REAR ACCESS KIT | 165 | 123.75
RK-RAP8-MP | 8SP RK REAR ACCESS KT,MP | 165 | 123.75
RK-RR10 | 10SP(17.5")RAIL KIT R/BRK | 45 | 33.75
RK-RR12 | 12SP(21")RAIL KIT RK/BRK | 55.5 | 41.63
RK-RR14 | 14SP(24.5")RAIL KIT R/BRK | 60.5 | 45.38
RK-RR16 | 16SP(28")RAIL KIT RK/BRK | 68 | 51
RK-RR2 | 2SP(3.5")RAIL KIT RK/BRK | 14 | 10.5
RK-RR20 | 20SP(35")RAIL KIT RK/BRK | 77 | 57.75
RK-RR4 | 4SP(7")RAIL KIT RK/BRK | 24 | 18
RK-RR6 | 6SP(10.5")RAIL KIT RK/BRK | 35.5 | 26.63
RK-RR8 | 8SP(14")RAIL KIT RK/BRK | 40 | 30
RK10 | 10SP (17.5") RACK,16"DEEP | 256 | 192
RK12 | 12SP(21)RACK, 16DEEP | 272 | 204
RK14 | 14SP (24.5") RACK,16"DEEP | 281 | 210.75
RK16 | 16SP(28)RACK, 16 DEEP | 285 | 213.75
RK2 | 2SP(3.5)RACK,16DEEP | 200 | 150
RK20 | 20SP(35)RACK, 16DEEP | 301 | 225.75
RK4 | 4SP(7)RACK, 16DEEP | 215 | 161.25
RK6 | 6SP (10.5") RACK, 16"DEEP | 229 | 171.75
RK8 | 8SP(14)RACK, 16DEEP | 248 | 186
RKW | BRK/RK LOCKING WHEEL OPTI | 90.5 | 67.88
RKW-HD | BRK/RK WHEEL KIT HEAVYDTY | 132 | 99
RL10-38 | 38SP RELAYRACK 10/32 BLK | 462 | 346.5
RL10-45 | 45SP RELAYRACK 10/32 BLK | 491 | 368.25
RL10-8 | 8SP RELAYRACK 10/32 BLK P | 309 | 231.75
RL12-45 | 45SP RELAYRACK 12/24 BLK | 491 | 368.25
RLA-CC | 1PC CABLE DUCT | 497 | 372.75
RLA19-1245 | 45SP ALUM RELAYRACK,12-24 | 382 | 286.5
RLA19-1245-6 | 45SP ALUM RELAYRK,6PC | 2415 | 1811.25
RLA19-1245B | 45SP ALUM RELAY RK,12-24 | 382 | 286.5
RLA19-1245B-6 | 45SP ALUM RELAYRK,6PC | 2415 | 1811.25
RLA19-1251B | 51SP ALUM OPEN FRM RK | 604 | 453
RLM-15-1CA | 15A CONTROLLED MOD,CORD | 250 | 187.5
RLM-15A | 8"MPR 15A CONTROL MODULE | 190 | 142.5
RLM-20-1CA | 20A CONTROLLED MOD,CORD | 270 | 202.5
RLM-20A | 8"MPR 20A CONTROL MODULE | 210 | 157.5
RLM-20A-SP | MPR 20A CNT.MOD.S-SURGE | 600 | 450
RLM-20IGA | 8"MPR 20A ISO CONT.MOD | 220 | 165
RLM-30TL-HWIGA | MPR 30A ISOGND CONT.MOD | 438 | 328.5
RLM30-L520-1 | 20AMP,120V MPR W/TWSTLOCK | 620 | 465
RLM30-L530-1 | 30AMP,120V MPR W/TWISTLK | 660 | 495
RLNK-1015V | 15A,10 OUT,IP CTRL VPS | 450 | 337.5
RLNK-1615V | 15A,16 OUT,IP CTRL VPS | 650 | 487.5
RLNK-215 | 15A,2 OUT,IP CTRL POWER | 350 | 262.5
RLNK-415R | 15A,4 OUT,IP CTRL POWER | 450 | 337.5
RLNK-915R | 15A,9 OUT,IP CTRL POWER | 590 | 442.5
RLNK-CONT | Premium+ PDU with RackLink | 200 | 150
RLNK-P415 | Premium+ PDU with RackLink | 1350 | 1012.5
RLNK-P420 | Premium+ PDU with RackLink | 1350 | 1012.5
RLNK-P915R | Premium+ PDU with RackLink | 1900 | 1425
RLNK-P915R-SP | Premium+ PDU with RackLink | 2300 | 1725
RLNK-P920R | Premium+ PDU with RackLink | 1900 | 1425
RLNK-P920R-SP | Premium+ PDU with RackLink | 2300 | 1725
RLNK-TEMP | Premium+ PDU with RackLink | 100 | 75
RM-KB | RACKMOUNT COMPUTER KEYBOA | 888 | 666
RM-KB-LCD17HD | KB W/LCD DIG DSPLY | 4488 | 3366
RM-KB-LCD17KVMHD | KB W/LCD DIG DSPLY & KVM | 5307 | 3980.25
RM-KBPS2 | RM CPU KEYBOARD/PS2 | 884 | 663
RM-LCD-MT | 9SP,RACKMOUNT,LCD,TELESCP | 431 | 323.25
RM-LCD-PNLK | 3SP LCD PNL W/KNUCKLE | 264 | 198
RM-LCD-PNLV | 3SP LCD PNL VESA ONLY | 122 | 91.5
RPS | REMOTE POWER SWITCH | 230 | 172.5
RPS-K | REMOTE POWER KEY SWITCH | 250 | 187.5
RPS-KEY | REPLACEMENT KEYS FOR RPS | 8.5 | 6.38
RR2-3RCN | 2SP 3"D RACKRAIL RECESSOR | 60 | 45
RRF10 | PAIR 10SP (17.5") RACK R | 44.5 | 33.38
RRF10-5MM | PAIR 10SP 5MM RAIL | 31 | 23.25
RRF12 | PAIR 12SP (21") RACK RAIL | 55 | 41.25
RRF12-5MM | PAIR 12SP 5MM RAIL | 32 | 24
RRF14 | PAIR 14SP (24.5") RACK RAIL | 61 | 45.75
RRF14-5MM | PAIR 14SP 5MM RAIL | 38.5 | 28.88
RRF16 | PAIR 16SP (28") RACK RAIL | 66 | 49.5
RRF18 | PAIR 18SP (31.5") RACK RAIL | 71.5 | 53.63
RRF18-5MM | PAIR 18SP 5MM RAIL | 51.5 | 38.63
RRF2 | PAIR 2SP (3.5") RACK RAI | 13.5 | 10.13
RRF21 | PAIR 21SP (36.75") RACK RAIL | 81.5 | 61.13
RRF21-5MM | PAIR 21SP 5MM RAIL | 51.5 | 38.63
RRF27 | PAIR 27SP (47.25") RACK RAIL | 101 | 75.75
RRF27-5MM | PAIR 27SP 5MM RAIL | 95 | 71.25
RRF4 | PAIR 4SP (7) RACK RAIL | 24 | 18
RRF4-5MM | PAIR 4SP 5MM RAIL | 16.5 | 12.38
RRF44EMCOR | PAIR 44SP FULL HOLE RACK | 77.5 | 58.13
RRF45 | PAIR 45SP FULL HOLE RACK | 161 | 120.75
RRF6 | PAIR 6SP (10.5") RACK RAIL | 35.5 | 26.63
RRF6-5MM | PAIR 6SP 5MM RAIL | 22 | 16.5
RRF8 | PAIR 8SP (14) RACK RAIL | 39.5 | 29.63
RRF8-5MM | PAIR 8SP 5MM RAIL | 24 | 18
RS-6036 | RACK SACK 60H X 25W X 36D | 377 | 282.75
RS-8436 | RACK SACK 84H X 25W X 36D | 421 | 315.75
RSH4A10R | CUSRACKSHLF10SP ANOD 15.5 | 267 | 200.25
RSH4A10X | CUSRACKSHLF10SP ANOD 17.5 | 267 | 200.25
RSH4A10XW | CUSWIDERSH10SP ANOD 17.5D | 267 | 200.25
RSH4A10XX | CUSRACKSHLF10SP ANOD 20.5 | 267 | 200.25
RSH4A11R | CUSRACKSHLF11SP ANOD 15.5 | 267 | 200.25
RSH4A11X | CUSRACKSHLF11SP ANOD 17.5 | 267 | 200.25
RSH4A11XX | CUSRACKSHLF11SP ANOD 20.5 | 267 | 200.25
RSH4A12R | CUSRACKSHLF12SP ANOD 15.5 | 267 | 200.25
RSH4A1S | CUS RCKSHLF 1SP ANOD 11.5 | 242 | 181.5
RSH4A1XS | CUS RCKSHLF 1SP ANOD 8 | 242 | 181.5
RSH4A2M | CUS RACKSHLF2SP ANOD 14DP | 242 | 181.5
RSH4A2MW | CUS WIDERSH2SP ANOD 14DP | 242 | 181.5
RSH4A2R | CUS RACKSHLF2SP ANOD 15.5 | 242 | 181.5
RSH4A2RW | CUS WIDERSH2SP ANOD 15.5D | 242 | 181.5
RSH4A2S | CUS RACKSHLF2SP ANOD 11.5 | 242 | 181.5
RSH4A2SW | CUS WIDERSH2SP ANOD 11.5D | 242 | 181.5
RSH4A2X | CUS RACKSHLF2SP ANOD 17.5 | 242 | 181.5
RSH4A2XW | CUS WIDERSH2SP ANOD 17.5D | 242 | 181.5
RSH4A2XX | CUS RACKSHLF2SP ANOD 20.5 | 242 | 181.5
RSH4A2XXW | CUS WIDERSH2SP ANOD 20.5D | 242 | 181.5
RSH4A3M | CUS RACKSHLF3SP ANOD 14DP | 242 | 181.5
RSH4A3M-MC | CUS RACKSHLF3SP ANOD 14DP | 225 | 168.75
RSH4A3MW | CUS WIDERSH3SP ANOD 14DP | 242 | 181.5
RSH4A3R | CUS RACKSHLF3SP ANOD 15.5 | 242 | 181.5
RSH4A3R-MC | CUS RACKSHLF3SP ANOD 15.5 | 225 | 168.75
RSH4A3RW | CUS WIDERSH3SP ANOD 15.5D | 242 | 181.5
RSH4A3S | CUS RACKSHLF3SP ANOD 11.5 | 242 | 181.5
RSH4A3SW | CUS WIDERSH3SP ANOD 11.5D | 242 | 181.5
RSH4A3X | CUS RACKSHLF3SP ANOD 17.5 | 242 | 181.5
RSH4A3X-MC | CUS RACKSHLF3SP ANOD 17.5 | 225 | 168.75
RSH4A3XW | CUS WIDERSH3SP ANOD 17.5D | 242 | 181.5
RSH4A3XX | CUS RACKSHLF3SP ANOD 20.5 | 242 | 181.5
RSH4A3XXW | CUS WIDERSH3SP ANOD 20.5D | 242 | 181.5
RSH4A4-MS | CUS MP SHELF,4SP,ANOD | 269 | 201.75
RSH4A4M | CUS RACKSHLF4SP ANOD 14DP | 242 | 181.5
RSH4A4M-MC | CUS RACKSHLF4SP ANOD 14DP | 225 | 168.75
RSH4A4MW | CUS WIDERSH4SP ANOD 14DP | 242 | 181.5
RSH4A4R | CUS RACKSHLF4SP ANOD 15.5 | 242 | 181.5
RSH4A4R-MC | CUS RACKSHLF4SP ANOD 15.5 | 225 | 168.75
RSH4A4RW | CUS WIDERSH4SP ANOD 15.5D | 242 | 181.5
RSH4A4S | CUS RACKSHLF4SP ANOD 11.5 | 242 | 181.5
RSH4A4SW | CUS WIDERSH4SP ANOD 11.5D | 242 | 181.5
RSH4A4X | CUS RACKSHLF4SP ANOD 17.5 | 242 | 181.5
RSH4A4X-MC | CUS RACKSHLF4SP ANOD 17.5 | 225 | 168.75
RSH4A4XW | CUS WIDERSH4SP ANOD 17.5D | 242 | 181.5
RSH4A4XX | CUS RACKSHLF4SP ANOD 20.5 | 242 | 181.5
RSH4A4XX-MC | CUS RACKSHLF4SP ANOD 20.5 | 225 | 168.75
RSH4A4XXW | CUS WIDERSH4SP ANOD 20.5D | 242 | 181.5
RSH4A5M | CUS RACKSHLF5SP ANOD 14DP | 242 | 181.5
RSH4A5M-MC | CUS RACKSHLF5SP ANOD 14DP | 225 | 168.75
RSH4A5MW | CUS WIDERSH5SP ANOD 14DP | 242 | 181.5
RSH4A5R | CUS RACKSHLF5SP ANOD 15.5 | 242 | 181.5
RSH4A5R-MC | CUS RACKSHLF5SP ANOD 15.5 | 225 | 168.75
RSH4A5RW | CUS WIDERSH5SP ANOD 15.5D | 242 | 181.5
RSH4A5S | CUS RACKSHLF5SP ANOD 11.5 | 242 | 181.5
RSH4A5SW | CUS WIDERSH5SP ANOD 11.5D | 242 | 181.5
RSH4A5X | CUS RACKSHLF5SP ANOD 17.5 | 242 | 181.5
RSH4A5X-MC | CUS RACKSHLF5SP ANOD 17.5 | 225 | 168.75
RSH4A5XW | CUS WIDERSH5SP ANOD 17.5D | 242 | 181.5
RSH4A5XX | CUS RACKSHLF5SP ANOD 20.5 | 242 | 181.5
RSH4A5XX-MC | CUS RACKSHLF5SP ANOD 20.5 | 225 | 168.75
RSH4A5XXW | CUS WIDERSH5SP ANOD 20.5D | 242 | 181.5
RSH4A6M | CUS RACKSHLF6SP ANOD 14DP | 267 | 200.25
RSH4A6M-MC | CUS RACKSHLF6SP ANOD 14DP | 252 | 189
RSH4A6MW | CUS WIDERSH6SP ANOD 14"DP | 267 | 200.25
RSH4A6R | CUS RACKSHLF6SP ANOD 15.5 | 267 | 200.25
RSH4A6R-MC | CUS RACKSHLF6SP ANOD 15.5 | 252 | 189
RSH4A6S | CUS RACKSHLF6SP ANOD 11.5 | 267 | 200.25
RSH4A6X | CUS RACKSHLF6SP ANOD 17.5 | 267 | 200.25
RSH4A6X-MC | CUS RACKSHLF6SP ANOD 17.5 | 252 | 189
RSH4A6XW | CUS WIDERSH6SP ANOD 17.5D | 267 | 200.25
RSH4A6XX | CUS RACKSHLF6SP ANOD 20.5 | 267 | 200.25
RSH4A6XX-MC | CUS RACKSHLF6SP ANOD 20.5 | 252 | 189
RSH4A6XXW | CUS WIDERSH6SP ANOD 20.5D | 267 | 200.25
RSH4A7M | CUS RACKSHLF7SP ANOD 14DP | 267 | 200.25
RSH4A7R | CUS RACKSHLF7SP ANOD 15.5 | 267 | 200.25
RSH4A7S | CUS RACKSHLF7SP ANOD 11.5 | 267 | 200.25
RSH4A7SW | CUS WIDERSH8SP ANOD 11.5D | 267 | 200.25
RSH4A7X | CUS RACKSHLF7SP ANOD 17.5 | 267 | 200.25
RSH4A7XX | CUS RACKSHLF7SP ANOD 20.5 | 267 | 200.25
RSH4A7XX-MC | CUS RACKSHLF7SP ANOD 20.5 | 252 | 189
RSH4A7XXW | CUS WIDERSH7SP ANOD 20.5D | 267 | 200.25
RSH4A8M | CUS RACKSHLF8SP ANOD 14DP | 267 | 200.25
RSH4A8R | CUS RACKSHLF8SP ANOD 15.5 | 267 | 200.25
RSH4A8S | CUS RACKSHLF8SP ANOD 11.5 | 267 | 200.25
RSH4A8X | CUS RACKSHLF8SP ANOD 17.5 | 267 | 200.25
RSH4A8XXW | CUS WIDERSH8SP ANOD 20.5D | 267 | 200.25
RSH4A9M | CUS RACKSHLF9SP ANOD 14DP | 267 | 200.25
RSH4A9S | CUS RACKSHLF9SP ANOD 11.5 | 267 | 200.25
RSH4A9X | CUS RACKSHLF9SP ANOD 17.5 | 267 | 200.25
RSH4S10XW | CUSWIDERSH10SP SPAT 17.5D | 254 | 190.5
RSH4S1S | CUS RCKSHLF 1SP TEXT 11.5 | 202 | 151.5
RSH4S1XS | CUS RCKSHLF 1SP TEXT 8 | 202 | 151.5
RSH4S2M | CUS RACKSHLF2SP SPAT 14DP | 202 | 151.5
RSH4S2MW | CUS WIDERSH2SP SPAT 14DP | 202 | 151.5
RSH4S2R | CUS RACKSHLF2SP SPAT 15.5 | 202 | 151.5
RSH4S2RW | CUS WIDERSH2SP SPAT 15.5D | 202 | 151.5
RSH4S2S | CUS RACKSHLF2SP SPAT 11.5 | 202 | 151.5
RSH4S2SW | CUS WIDERSH2SP SPAT 11.5D | 202 | 151.5
RSH4S2X | CUS RACKSHLF2SP SPAT 17.5 | 202 | 151.5
RSH4S2XW | CUS WIDERSH2SP SPAT 17.5D | 202 | 151.5
RSH4S2XX | CUS RACKSHLF2SP SPAT 20.5 | 202 | 151.5
RSH4S2XXW | CUS WIDERSH2SP SPAT 20.5D | 202 | 151.5
RSH4S3M | CUS RACKSHLF3SP SPAT 14DP | 202 | 151.5
RSH4S3MW | CUS WIDERSH3SP SPAT 14DP | 202 | 151.5
RSH4S3R | CUS RACKSHLF3SP SPAT 15.5 | 202 | 151.5
RSH4S3R-MC | CUS RACKSHLF3SP SPAT 15.5 | 188 | 141
RSH4S3RW | CUS WIDERSH3SP SPAT 15.5D | 202 | 151.5
RSH4S3S | CUS RACKSHLF3SP SPAT 11.5 | 202 | 151.5
RSH4S3SW | CUS WIDERSH3SP SPAT 11.5D | 202 | 151.5
RSH4S3XW | CUS WIDERSH3SP SPAT 17.5D | 202 | 151.5
RSH4S3XX | CUS RACKSHLF3SP SPAT 20.5 | 202 | 151.5
RSH4S3XXW | CUS WIDERSH3SP SPAT 20.5D | 202 | 151.5
RSH4S4-MS | CUS MP SHELF,4SP,SPAT | 227 | 170.25
RSH4S4M | CUS RACKSHLF4SP SPAT 14DP | 202 | 151.5
RSH4S4MW | CUS WIDERSH4SP SPAT 14DP | 202 | 151.5
RSH4S4R | CUS RACKSHLF4SP SPAT 15.5 | 202 | 151.5
RSH4S4R-MC | CUS RACKSHLF4SP SPAT 15.5 | 188 | 141
RSH4S4RW | CUS WIDERSH4SP SPAT 15.5D | 202 | 151.5
RSH4S4S | CUS RACKSHLF4SP SPAT 11.5 | 202 | 151.5
RSH4S4SW | CUS WIDERSH4SP SPAT 11.5D | 202 | 151.5
RSH4S4X | CUS RACKSHLF4SP SPAT 17.5 | 202 | 151.5
RSH4S4XW | CUS WIDERSH4SP SPAT 17.5D | 202 | 151.5
RSH4S4XX | CUS RACKSHLF4SP SPAT 20.5 | 202 | 151.5
RSH4S4XX-MC | CUS RACKSHLF4SP SPAT 20.5 | 188 | 141
RSH4S4XXW | CUS WIDERSH4SP SPAT 20.5D | 202 | 151.5
RSH4S5M | CUS RACKSHLF5SP SPAT 14DP | 202 | 151.5
RSH4S5MW | CUS WIDERSH5SP SPAT 14DP | 202 | 151.5
RSH4S5R | CUS RACKSHLF5SP SPAT 15.5 | 202 | 151.5
RSH4S5RW | CUS WIDERSH5SP SPAT 15.5D | 202 | 151.5
RSH4S5S | CUS RACKSHLF5SP SPAT 11.5 | 202 | 151.5
RSH4S5X | CUS RACKSHLF5SP SPAT 17.5 | 202 | 151.5
RSH4S5X-MC | CUS RACKSHLF5SP SPAT 17.5 | 188 | 141
RSH4S5XW | CUS WIDERSH5SP SPAT 17.5D | 202 | 151.5
RSH4S5XX | CUS RACKSHLF5SP SPAT 20.5 | 202 | 151.5
RSH4S5XX-MC | CUS RACKSHLF5SP SPAT 20.5 | 188 | 141
RSH4S5XXW | CUS WIDERSH5SP SPAT 20.5D | 202 | 151.5
RSH4S6M | CUS RACKSHLF6SP SPAT 14DP | 254 | 190.5
RSH4S6R | CUS RACKSHLF6SP SPAT 15.5 | 254 | 190.5
RSH4S6S | CUS RACKSHLF6SP SPAT 11.5 | 254 | 190.5
RSH4S6X-MC | CUS RACKSHLF6SP SPAT 17.5 | 240 | 180
RSH4S6XW | CUS WIDERSH6SP SPAT 17.5D | 254 | 190.5
RSH4S6XX | CUS RACKSHLF6SP SPAT 20.5 | 254 | 190.5
RSH4S6XX-MC | CUS RACKSHLF6SP SPAT 20.5 | 240 | 180
RSH4S6XXW | CUS WIDERSH6SP SPAT 20.5" | 254 | 190.5
RSH4S7S | CUS RACKSHLF7SP SPAT 11.5 | 254 | 190.5
RSH4S7XX | CUS RACKSHLF7SP SPAT 20.5 | 254 | 190.5
RSH4S7XXW | CUS WIDERSH7SP SPAT 20.5D | 254 | 190.5
RSH4S9R | CUS RACKSHLF9SP SPAT 15.5 | 254 | 190.5
RSH4S9S | CUS RACKSHLF9SP SPAT 11.5 | 254 | 190.5
RSH4S9XX | CUS RACKSHLF9SP SPAT 20.5 | 254 | 190.5
RSHA-JOSH-CORE1 | 1RU SHELF,SINGLE JOSH CORE,BBA | 265 | 198.75
RSHA-JOSH-CORE2 | 1RU SHELF,DUAL JOSH CORE,BBA | 265 | 198.75
RSHA-SONOS-AMP2 | 2RU SHELF,2 SONOS AMP,BA | 331 | 248.25
RSHA-SONOS-AMP4 | 4RU SHELF,4 SONOS AMP,BA | 331 | 248.25
RSHA-SONOS-AMP6 | 5RU SHELF,6 SONOS AMP,BA | 331 | 248.25
RULER | 16 FOOT RACK SPACE RULER | 40.5 | 30.38
S-DEC | REMOTE SWITCH DECORA | 148 | 111
S1 | 1SP PERFORATED SECURITY C | 54 | 40.5
S2 | 2SP PERFORATED SECURITY C | 61 | 45.75
S24D-DC | 24SP ROLL RACK,SQ TOP,DC | 4217 | 3162.75
S24D-SL | 24SP ROLLING RK,SQ TOP,SL | 3668 | 2751
S3 | 3SP PERFORATED SECURITY C | 64 | 48
S4 | 4SP PERFORATED SECURITY C | 68 | 51
SANGLE24-1-3642 | 1 BAY ANG 24W,36&42"D SNE | 246 | 184.5
SANGLE24-2-3642 | 2 BAY ANG 24W,36&42"D SNE | 268 | 201
SANGLE24-2-48 | 2 BAY ANGLES 24W,48"D SNE | 295 | 221.25
SANGLE24-3-3642 | 3 BAY ANG 24W,36&42"D SNE | 297 | 222.75
SANGLE24-3-48 | 3 BAY ANGLES 24W,48"D SNE | 326 | 244.5
SANGLE27-1-48 | 1 BAY SNE FLOOR ANGLES 27DP,48H | 266 | 199.5
SANGLE27-2-48 | 2 BAY SNE FLOOR ANGLES 27DP,48H | 291 | 218.25
SANGLE27-3-48 | 3 BAY SNE FLOOR ANGLES 27DP,48H | 320 | 240
SANGLE30-1-3642 | 1 BAY ANG 30W,36&42"D SNE | 283 | 212.25
SANGLE30-2-3642 | 2 BAY SNE FLOOR ANGLES 30DP,36/42H | 309 | 231.75
SB1 | 1SP FLANGED TEXT BLANK PA | 23 | 17.25
SB1-CP12 | 12PC. SB1 CONTRACT PACK | 252 | 189
SB2 | 2SP FLANGED TEXT BLANK PA | 31 | 23.25
SB2-CP12 | 12PC. SB2 CONTRACT PACK | 330 | 247.5
SB3 | 3SP FLANGED TEXT BLANK PA | 38.5 | 28.88
SB3-CP6 | 6PC. SB3 CONTRACT PACK | 213 | 159.75
SB4 | 4SP FLANGED TEXT BLANK PA | 43.5 | 32.63
SB4-CP6 | 6PC. SB4 CONTRACT PACK | 225 | 168.75
SB5 | 5SP FLANGED TEXT BLANK PA | 44.5 | 33.38
SB6 | 6SP FLANGED TEXT BLANK PA | 49.5 | 37.13
SBX-10 | 10SP 17D WALLRACK W/FRONT | 750 | 562.5
SBX-7 | 7SP WALL MOUNT RACK | 534 | 400.5
SBX-FAN-K | SLIM FAN W/HRDW,SBX | 105 | 78.75
SECL-2 | 2SP HINGED PLEXI SECURITY | 108 | 81
SECL-3 | 3SP HINGED PLEXI SECURITY | 116 | 87
SECL-4 | 4SP HINGED PLEXI SECURITY | 124 | 93
SECL-8 | 8SP HINGED PLEXI SECURITY | 176 | 132
SF1 | 1SP FINE PERF SECURITY CO | 54 | 40.5
SF2 | 2SP FINE PERF SECURITY CO | 61 | 45.75
SF3 | 3SP FINE PERF SECURITY CO | 64 | 48
SF4 | 4SP FINE PERF SECURITY CO | 68 | 51
SFACE1 | 1SP TEXTURED RSH FACE | 123 | 92.25
SFACE2 | 2SP TEXTURED RSH FACE ONL | 123 | 92.25
SFACE3 | 3SP TEXTURED RSH FACE ONL | 123 | 92.25
SFACE4 | 4SP TEXTURED RSH FACE ONL | 123 | 92.25
SFACE5 | 5SP TEXTURED RSH FACE ONL | 123 | 92.25
SFACE6 | 6SP TEXTURED RSH FACE ONL | 142 | 106.5
SFACE7 | 7SP TEXTURED RSH FACE ONL | 142 | 106.5
SFACE8 | 8SP TEXTURED RSH FACE ONL | 142 | 106.5
SFD-KEY | KEYS FOR FRONT DOORS(B399 | 8.5 | 6.38
SFD-LOCK | FRONT DOOR LOCK SET | 16.5 | 12.38
SFD-LOCKPB-BD | FD KEYED POP-BAT W/ F CAM | 94 | 70.5
SFR-12-12 | 12SP 12D SWING FRAME RACK | 380 | 285
SFR-12-18 | 12SP(21)18D SWING FRAME R | 396 | 297
SFR-12-24 | 12SP/24D SWING FRAME RACK | 454 | 340.5
SFR-20-12 | 20SP 12D SWING FRAME RACK | 468 | 351
SFR-20-18 | 20SP(35)18D SWING FRAME R | 503 | 377.25
SFR-20-24 | 20SP/24D SWING FRAME RACK | 586 | 439.5
SFR-25-18 | 25SP(43.75")18D SWNG FRM | 571 | 428.25
SFR-25-24 | 25SP/24D SWING FRAME RACK | 662 | 496.5
SFRD-LOCKPB | FD KEYED POP-BAT W/ R CAM | 43.5 | 32.63
SH-5A | 20DP SHELF FOR SLIM5&AXS | 143 | 107.25
SH-5A-26 | 26"DP SLIM5/AXS SHELF | 155 | 116.25
SH-BRK | QUICK-POSITION TM SHELF | 89 | 66.75
SH-BRK-3P | 3PK QUICK-POSITION TM SHF | 233 | 174.75
SH-DMP-A | PRTBL MDIA PLYR SHF ANOD | 266 | 199.5
SH-DMP-S | PRTBL MDIA PLYR SHF TEX | 225 | 168.75
SH-SRSR | 16"DP SHELF FOR SRSR | 141 | 105.75
SH-WR | SHELF FOR WR SERIES RACK | 143 | 107.25
SH-WR-34 | 34"DP SHELF FOR WR SERIES | 180 | 135
SL-1 | 1SP PLEXI SECURITY COVER | 56 | 42
SL-2 | 2SP PLEXI SECURITY COVER | 60 | 45
SL-3 | 3SP PLEXI SECURITY COVER | 64 | 48
SNE-42DUCT-4X6 | SNE 42U INT CBL DUCT,1PC | 553 | 414.75
SNE-42DUCT-4X6-U | SNE 42U INT CBL DUCT,AO | 553 | 414.75
SNE-45DUCT-4X6 | SNE 45U INT CBL DUCT,1PC | 568 | 426
SNE-45DUCT-4X6-U | SNE 45U INT CBL DUCT,AO | 362 | 271.5
SNE-CASTER | SNE SERIES CASTER KIT | 98 | 73.5
SNE-CC-36LT | 36DP,SOLID CC TOP,LKOS | 110 | 82.5
SNE-CC-42FB | 42SP CABLE CHASE,FR/BK | 334 | 250.5
SNE-CC-42LT | 42DP,SOLID CC TOP,LKOS | 122 | 91.5
SNE-CC-45FB | 45SP CABLE CHASE,FR/BK | 351 | 263.25
SNE-CC-48LT | 48DP,SOLID CC TOP,LKOS | 137 | 102.75
SNE-CCE12-4536 | SNE CC END,12"W,45U,36"D | 1147 | 860.25
SNE-CCE12-4542 | SNE CC END,12"W,45U,42"D | 1229 | 921.75
SNE-CCE12-4548 | SNE CC END,12"W,45U,48"D | 1309 | 981.75
SNE-CN-ADP4 | 4SP CAGE-NUT ADAPTER | 52.5 | 39.38
SNE-IVCMF-24 | VERTICAL FINGER,24SP SNE | 133 | 99.75
SNE-IVCMF-42 | VERTICAL FINGER,42SP SNE | 166 | 124.5
SNE-IVCMF-45 | VERTICAL FINGER,45SP SNE | 175 | 131.25
SNE-SPN-2436 | SNE PAIR SP 24UX36"D | 593 | 444.75
SNE-SPN-2436-U | SNE PR SP AO,24UX36"D | 588 | 441
SNE-SPN-2442 | SNE PAIR SP 24UX42"D | 645 | 483.75
SNE-SPN-2442-U | SNE PR SP AO,24UX42"D | 639 | 479.25
SNE-SPN-4236 | SNE PAIR SP 42UX36"D | 542 | 406.5
SNE-SPN-4236-U | SNE PR SP AO,42UX36"D | 536 | 402
SNE-SPN-4242 | SNE PAIR SP 42UX42"D | 666 | 499.5
SNE-SPN-4242-U | SNE PR SP AO,42UX42"D | 666 | 499.5
SNE-SPN-4248 | SIDE PANELS,PR,SNE,42UX48D | 727 | 545.25
SNE-SPN-4248-U | SNE PR SP AO,42UX48"D | 727 | 545.25
SNE-SPN-4536 | SNE PAIR SP 45UX36"D | 666 | 499.5
SNE-SPN-4536-U | SNE PR SP AO,45UX36"D | 666 | 499.5
SNE-SPN-4542 | SNE PAIR SP 45UX42"D | 727 | 545.25
SNE-SPN-4542-U | SNE PR SP AO,45UX42"D | 727 | 545.25
SNE-SPN-4548 | SNE PAIR SP 45UX48"D | 786 | 589.5
SNE-SPN-4548-U | SNE PR SP AO,45UX48"D | 790 | 592.5
SNE-SPNH-2436 | SNE1/2 PR SP,24UX36D | 339 | 254.25
SNE-SPNH-2436-U | SNE1/2 PR SP AO,24UX36D | 339 | 254.25
SNE-SPNH-2442 | SNE1/2 PR SP,24UX42D | 366 | 274.5
SNE-SPNH-2442-U | SNE1/2 PR SP AO,24UX42D | 366 | 274.5
SNE-SPNH-4236 | SNE1/2 PR SP,42UX36D | 326 | 244.5
SNE-SPNH-4236-U | SNE1/2 PR SP AO,42U36D | 326 | 244.5
SNE-SPNH-4242 | SNE1/2 PR SP,42UX42D | 402 | 301.5
SNE-SPNH-4242-U | SNE1/2 PR SP AO,42UX42D | 402 | 301.5
SNE-SPNH-4248 | SNE1/2 PR SP,42UX48D | 435 | 326.25
SNE-SPNH-4248-U | SNE1/2 PR SP AO,42UX48D | 435 | 326.25
SNE-SPNH-4536 | SNE1/2PR SP,45UX36D | 402 | 301.5
SNE-SPNH-4536-U | SNE1/2 PR SP AO,45UX36D | 402 | 301.5
SNE-SPNH-4542 | SNE1/2 PR SP 45UX42D | 435 | 326.25
SNE-SPNH-4542-U | SNE1/2 PR SP AO,45UX42D | 435 | 326.25
SNE-SPNH-4548 | SNE1/2 PR SP,45UX48D | 475 | 356.25
SNE-SPNH-4548-U | SNE1/2 PR SP,45UX48D | 475 | 356.25
SNE-TCB-36 | TOP OPT BRKT,SNE 36"D | 65.5 | 49.13
SNE-TCB-42 | TOP OPT BRKT,SNE 42"D | 68.5 | 51.38
SNE-TCB-48 | TOP OPT BRKT,SNE 48"D | 73.5 | 55.13
SNE-UVPB-4245-S | SNE,UNIV VERTICAL PB,42-45RU,3"WIDE | 135 | 101.25
SNE24-1032-RR24 | SNE24W,10/32 RR,24U | 292 | 219
SNE24-1032-RR42 | SNE24W,10/32RR,42U | 355 | 266.25
SNE24-1032-RR45 | SNE24W,10/32RR,45U | 364 | 273
SNE24-1032RR24-U | SNE24W,10/32 RR,24U AO | 292 | 219
SNE24-1032RR42-U | SNE24W,10/32 RR,42U AO | 355 | 266.25
SNE24-1032RR45-U | SNE24W,10/32 RR,45U AO | 364 | 273
SNE24-42421032CA | 24W,42SP,42D SNE 1032 CAN | 4022 | 3016.5
SNE24-4242PROCA | 24W,42SP,42D SNE PRO CAN | 3838 | 2878.5
SNE24-6FT-FC-K | SNE 24W,660CFM TOP W/FC | 1097 | 822.75
SNE24-6FT-FC-K-U | SNE 24W,660CFM TOPW/FC | 1097 | 822.75
SNE24-BBP-42 | SNE24"W,BTM PLT,42D | 477 | 357.75
SNE24-BBP-42-U | SNE24"W,BTM PLT,42D AO | 454 | 340.5
SNE24-BBP-48 | SNE24"W,BTM PLT,48D | 488 | 366
SNE24-BBP-48-U | SNE24"W,BTM PLT,48D AO | 462 | 346.5
SNE24-CFD-24 | SNE 24W FAN FD/RD 24U | 1880 | 1410
SNE24-CFD-24-U | SNE 24W FAN FD/RD 24U AO | 1880 | 1410
SNE24-CFD-42 | SNE 24W FAN FD/RD 42U | 1941 | 1455.75
SNE24-CFD-42-U | SNE 24W FAN FD/RD 42U AO | 1941 | 1455.75
SNE24-CFD-45 | SNE 24W FAN FR/RD 45U | 2023 | 1517.25
SNE24-CFD-45-U | SNE 24W FAN FD/RD 45U AO | 2023 | 1517.25
SNE24-CLVD-24 | SNE24W VENT SPLIT FRONT/REAR DOOR, 24SP | 477 | 357.75
SNE24-CLVD-24-U | SNE24W VENT FD/RD 24U AO | 477 | 357.75
SNE24-CLVD-42 | SNE 24W VENT FD/RD 42U | 582 | 436.5
SNE24-CLVD-42-U | SNE 24W VENT FD/RD 42U AO | 582 | 436.5
SNE24-CLVD-45 | SNE 24W SPLTVNT FD/RD,45U | 633 | 474.75
SNE24-CLVD-45-U | SNE 24W VENT FD/RD 45U AO | 633 | 474.75
SNE24-CSD-24 | SNE,24W,SLD FD/RD,24RU | 444 | 333
SNE24-CSD-24-U | SNE24W SLD,FD/RD 24U AO | 444 | 333
SNE24-CSD-42 | SNE24W SLD FD/RD,42U | 555 | 416.25
SNE24-CSD-42-U | SNE24W SLD FD/RD 42U AO | 555 | 416.25
SNE24-CSD-45 | SNE24W SOLID SPLIT FRONT/REAR DOOR, 45SP | 601 | 450.75
SNE24-CSD-45-U | SNE24W SLD,FD/RD 45U AO | 601 | 450.75
SNE24-LVD-24 | SNE 24W VENT FR/RD,24U | 402 | 301.5
SNE24-LVD-24-U | SNE24W VENT FD/RD 24U AO | 402 | 301.5
SNE24-LVD-42 | SNE 24W VENT FD/RD,42U | 498 | 373.5
SNE24-LVD-42-U | SNE24W VENT FD/RD 42U AO | 498 | 373.5
SNE24-LVD-45 | SNE 24W VENT FD/RD,45U | 542 | 406.5
SNE24-LVD-45-U | SNE24W VENT FD/RD 45U AO | 542 | 406.5
SNE24-PD-24 | SNE 24"W FULL PLEXI FRONT/REAR DOOR,24SP | 620 | 465
SNE24-PD-24-U | SNE24W PLEXI FD/RD 24U,AO | 620 | 465
SNE24-PD-42 | SNE24W,PLEXI,FD/RD,42D | 1008 | 756
SNE24-PD-42-U | SNE24W PLEXI FD/RD 42U,AO | 1008 | 756
SNE24-PD-45 | SNE 24"W FULL PLEXI FRONT/REAR DOOR,45SP | 1055 | 791.25
SNE24-PD-45-U | SNE24W PLEXI FD/RD 45U,AO | 1055 | 791.25
SNE24-PRO-RR24 | SNE24W,PRO RR,24U | 286 | 214.5
SNE24-PRO-RR24-U | SNE24W,PRO RR,24U AO | 286 | 214.5
SNE24-PRO-RR42 | SNE24W,PRO RR,42U | 345 | 258.75
SNE24-PRO-RR42-U | SNE24W,PRO RR,42U AO | 345 | 258.75
SNE24-PRO-RR45 | SNE24W,PRO RR,45U | 351 | 263.25
SNE24-PRO-RR45-U | SNE24W,PRO RR,45U AO | 351 | 263.25
SNE24-ST | SNE 24"W SOLID TOP,BK | 98 | 73.5
SNE24-ST-U | SNE SERIES 24W SOLID TOP | 98 | 73.5
SNE24-Z4 | SEISMIC BRKTS 24"W SNE | 322 | 241.5
SNE24D-2436-P1 | 24W,24SP/36D,DIG ENCL | 3086 | 2314.5
SNE24D-2436-P1AB | 24W,24SP/36D,DIG ENCL,LSP | 2483 | 1862.25
SNE24D-2442-P1 | 24W,24SP/42D,DIG ENCL | 3272 | 2454
SNE24D-4236-P1 | 24W,42SP/36D,DIG ENCL | 3451 | 2588.25
SNE24D-4236-P1AB | 24W,42SP/36D,DIG ENCL | 2880 | 2160
SNE24D-4242-P1 | 24W,42SP/42D,DIG ENCL | 3676 | 2757
SNE24D-4242-P1AB | 24W,42SP/42D,DIG ENCL | 3051 | 2288.25
SNE24D-4242-P2 | 24W,42SP/42D,DIG ENCL | 4879 | 3659.25
SNE24D-4248-P1 | 24W,42SP/48D,DIG ENCL | 3995 | 2996.25
SNE24D-4248-P1AB | 24W,42SP/48D,DIG ENCL | 3317 | 2487.75
SNE24D-4536-P1 | 24W,45SP/36D,DIG ENCL | 3661 | 2745.75
SNE24D-4536-P1AB | 24W,45SP/36D,DIG ENCL | 3066 | 2299.5
SNE24D-4542-P1 | 24W,45SP/42D,DIG ENCL | 3898 | 2923.5
SNE24D-4542-P1AB | 24W,45SP/42D,DIG ENCL | 3348 | 2511
SNE24D-4542-P2 | 24W,45SP/42D,DIG ENCL | 5134 | 3850.5
SNE24D-4548-P1 | 24W,45SP/48D,DIG ENCL | 4234 | 3175.5
SNE24D-4548-P1AB | 24W,45SP/48D,DIG ENCL | 3461 | 2595.75
SNE24D-4548-P2 | 24W,45SP/48D,DIG ENCL | 5350 | 4012.5
SNE24F-2436 | SNE24W FR,10/32,24UX36D | 1871 | 1403.25
SNE24F-2442 | SNE24W FR,10/32,24UX42D | 1941 | 1455.75
SNE24F-4236 | SNE24W FRAME 42UX36D | 2192 | 1644
SNE24F-4242 | SNE24W FR,10/32,42UX42D | 2279 | 1709.25
SNE24F-4248 | SNE24W FR,10/32,42UX48D | 2369 | 1776.75
SNE24F-4536 | SNE24W FR,10/32,45UX36D | 2302 | 1726.5
SNE24F-4542 | SNE24W FR,10/32,45UX42D | 2400 | 1800
SNE24F-4548 | SNE24W FR,10/32,45UX48D | 2487 | 1865.25
SNE24F-CN-2436 | SNE24W FR,CN RAIL 24UX36D | 1754 | 1315.5
SNE24F-CN-2442 | SNE24W FR,CN RAIL,24UX42D | 1822 | 1366.5
SNE24F-CN-4236 | SNE24W FR,CN RAIL,42UX36D | 2139 | 1604.25
SNE24F-CN-4242 | SNE24W FR,CN RAIL 42UX42D | 2223 | 1667.25
SNE24F-CN-4248 | SNE24W FR,CN RAIL 42UX48D | 2316 | 1737
SNE24F-CN-4536 | SNE24W FR,CN RAIL 45UX36D | 2246 | 1684.5
SNE24F-CN-4542 | SNE24W FR,CN RAIL 45UX42D | 2334 | 1750.5
SNE24F-CN-4548 | SNE24W FR,CN RAIL 45UX48D | 2429 | 1821.75
SNE24H-2436-A1 | 24W,24SP/36D,HYB ENCL | 4683 | 3512.25
SNE24H-2436-A2 | 24W,24SP/36D,HYB ENCL | 4982 | 3736.5
SNE24H-2442-A1 | 24W,24SP/42D,HYB ENCL | 4641 | 3480.75
SNE24H-2442-A2 | 24W,24SP/42D,HYB ENCL | 5225 | 3918.75
SNE24H-4236-A1 | 24W,42SP/36D,HYB ENCL | 5146 | 3859.5
SNE24H-4236-A2 | 24W,42SP/36D,HYB ENCL | 5448 | 4086
SNE24H-4242-A1 | 24W,42SP/42D,HYB ENCL | 5446 | 4084.5
SNE24H-4242-A2 | 24W,42SP/42D,HYB ENCL | 5741 | 4305.75
SNE24H-4536-A1 | 24W,45SP/36D,HYB ENCL | 5425 | 4068.75
SNE24H-4536-A2 | 24W,45SP/36D,HYB ENCL | 5723 | 4292.25
SNE24H-4542-A1 | 24W,45SP/42D,HYB ENCL | 5733 | 4299.75
SNE24H-4542-A2 | 24W,45SP/42D,HYB ENCL | 6030 | 4522.5
SNE27-1032-RR24 | SNE27W,10/32RR,24U | 366 | 274.5
SNE27-1032-RR42 | SNE27W,10/32 RR,42U | 444 | 333
SNE27-1032-RR45 | SNE27W,10/32RR,45U | 456 | 342
SNE27-1032RR24-U | SNE27W,10/32 RR,24U AO | 372 | 279
SNE27-1032RR42-U | SNE27W,10/32 RR,42U AO | 444 | 333
SNE27-1032RR45-U | SNE27W,10/32 RR,45U AO | 456 | 342
SNE27-6FT-FC-K | SNE 27W,660CFM TOP W/FC | 1097 | 822.75
SNE27-6FT-FC-K-U | SNE 27W,660CFM TOPW/FC | 1103 | 827.25
SNE27-BBP-42 | SNE27"W,BTM PLT,42D | 481 | 360.75
SNE27-BBP-42-U | SNE27"W,BTM PLT,42D AO | 458 | 343.5
SNE27-BBP-48 | SNE27"W,BTM PLT,48D | 494 | 370.5
SNE27-BBP-48-U | SNE27"W,BTM PLT,48D AO | 471 | 353.25
SNE27-CFD-42 | SNE 27W FAN FD/RD 42U | 1970 | 1477.5
SNE27-CFD-42-U | SNE 27W FAN FD/RD 42U AO | 1970 | 1477.5
SNE27-CFD-45 | SNE 27W FAN FD/RD 45U | 2031 | 1523.25
SNE27-CFD-45-U | SNE 27W FAN FD/RD 45U AO | 2031 | 1523.25
SNE27-CLVD-42 | SNE 27W VENT FD/RD 42U | 612 | 459
SNE27-CLVD-42-U | SNE 27W VENT FD/RD 42U AO | 612 | 459
SNE27-CLVD-45 | SNE27W VENT SPLIT FRONT/REAR DOOR, 45SP | 666 | 499.5
SNE27-CLVD-45-U | SNE 27W VENT FD/RD 45U AO | 666 | 499.5
SNE27-CSD-42 | SNE27W SOLD SPLIT FRONT/REAR DOOR,42SP | 544 | 408
SNE27-CSD-42-U | SNE 27W SLD,FD/RD 42U AO | 544 | 408
SNE27-CSD-45 | SNE27W SOLID SPLIT FRONT/REAR DOOR, 45SP | 595 | 446.25
SNE27-CSD-45-U | SNE 27W SLD,FD/RD 45U AO | 595 | 446.25
SNE27-FAD-PM-42 | 27W,42SP,FAN/PM,SNE,PR | 204 | 153
SNE27-FAD-PM-45 | 27W,45SP,FAN/PM,SNE,PR | 215 | 161.25
SNE27-LVD-42 | SNE 27W VENTED FD/RD 42U | 528 | 396
SNE27-LVD-42-U | SNE27W VENT FD/RD 42U AO | 528 | 396
SNE27-LVD-45 | SNE 27"W FULL VENT FRONT/REAR DOOR,45SP | 574 | 430.5
SNE27-LVD-45-U | SNE27W VENT FD/RD 45U AO | 574 | 430.5
SNE27-PD-42 | SNE 27"W FULL PLEXI FRONT/REAR DR ,42SP | 1061 | 795.75
SNE27-PD-42-U | SNE27W PLEXI FD/RD 42U,AO | 1061 | 795.75
SNE27-PD-45 | SNE27W PLEXI FD/RD 45U | 1105 | 828.75
SNE27-PD-45-U | SNE27W PLEXI FD/RD 45U,AO | 1105 | 828.75
SNE27-PRO-RR24 | SNE27W,PRO RR,24U | 362 | 271.5
SNE27-PRO-RR24-U | SNE27W,PRO RR,24U AO | 362 | 271.5
SNE27-PRO-RR42 | SNE27W,PRO RR,42U | 441 | 330.75
SNE27-PRO-RR42-U | SNE27W,PRO RR,42U AO | 441 | 330.75
SNE27-PRO-RR45 | SNE27W,PRO RR,45U | 465 | 348.75
SNE27-PRO-RR45-U | SNE27W,PRO RR,45U AO | 465 | 348.75
SNE27-ST | SNE SERIES 27W SOLID TOP | 103 | 77.25
SNE27-ST-U | SNE SERIES 27W SOLID TOP | 103 | 77.25
SNE27-Z4 | SEISMIC BRKTS 27"W SNE | 332 | 249
SNE27D-4236-P1 | 27"W,42SP/36"D,DIG ENCL | 3750 | 2812.5
SNE27D-4242-P1 | 27W,42SP/42D,DIG ENCL | 3989 | 2991.75
SNE27D-4242-P1AB | 27"W,42SP,42"D CONFIG ENCL,LESS SP | 3324 | 2493
SNE27D-4248-P1 | 27W,42SP/48D,DIG ENCL | 4228 | 3171
SNE27D-4536-P1 | 27W,45SP/36D,DIG ENCL | 3970 | 2977.5
SNE27D-4536-P1AB | 27W,45SP/36D,DIG,ENCL | 3154 | 2365.5
SNE27D-4542-P1 | 27W,45SP/42D,DIG ENCL | 4228 | 3171
SNE27D-4542-P1AB | 27W,45SP/42D,DIG ENCLOSURE | 3344 | 2508
SNE27D-4548-P1 | 27W,45SP/48D DIG ENCL | 4481 | 3360.75
SNE27D-4548-P2 | 27W,45SP/48D,DIG ENCL | 5630 | 4222.5
SNE27F-4236 | SNE27W FR,10/32,42UX36D | 2475 | 1856.25
SNE27F-4242 | SNE27W FR,10/32,42UX42D | 2569 | 1926.75
SNE27F-4248 | SNE27W FR,10/32,42UX48D | 2666 | 1999.5
SNE27F-4536 | SNE27W FR,10/32,45UX36D | 2582 | 1936.5
SNE27F-4542 | SNE27W FR,10/32,45UX42D | 2765 | 2073.75
SNE27F-4548 | SNE27W FR,10/32,45UX48D | 2965 | 2223.75
SNE27F-CN-4236 | SNE27W FR,CN RAIL,42UX36D | 2409 | 1806.75
SNE27F-CN-4242 | SNE27W FR,CN RAIL 42UX42D | 2501 | 1875.75
SNE27F-CN-4248 | SNE27W FR,CN RAIL 42UX48D | 2596 | 1947
SNE27F-CN-4536 | SNE27W FR,CN RAIL 45UX36D | 2512 | 1884
SNE27F-CN-4542 | SNE27W FR,CN RAIL 45UX42D | 2695 | 2021.25
SNE27F-CN-4548 | SNE27W FR,CN RAIL 45UX48D | 2897 | 2172.75
SNE27H-4236-A1 | 27W,42SP/36D,HYB ENCL | 5313 | 3984.75
SNE27H-4236-A2 | 27W,42SP/36D,HYB ENCL | 5338 | 4003.5
SNE27H-4242-A1 | 27W,42SP/42D,HYB ENCL | 5589 | 4191.75
SNE27H-4242-A2 | 27W,42SP/42D,HYB ENCL | 5889 | 4416.75
SNE27H-4536-A1 | 27W,45SP/36D,HYB ENCL | 5535 | 4151.25
SNE27H-4536-A2 | 27W,45SP/36D,HYB ENCL | 5831 | 4373.25
SNE27H-4542-A1 | 27W,45SP/42D HYB ENCL | 5824 | 4368
SNE27H-4542-A2 | 27W,45SP/42D,HYB ENCL | 6122 | 4591.5
SNE30-1032-RR24 | SNE30W,10/32 RR,24U | 374 | 280.5
SNE30-1032-RR42 | SNE30"W PR OF 42RU,10/32 TAPPED RAIL | 456 | 342
SNE30-1032RR24-U | SNE30W,10/32 RR,24U AO | 374 | 280.5
SNE30-1032RR42-U | SNE30W,10/32 RR,42U AO | 456 | 342
SNE30-1032RR45 | SNE30W,10/32 RACKRAIL,45RU | 462 | 346.5
SNE30-1032RR45-U | SNE30W,10/32 RR,45U AO | 462 | 346.5
SNE30-45361032CA | 30W,45SP,36D SNE 1032 CAN | 4874 | 3655.5
SNE30-4536PROCA | 30W,45SP,36D SNE PRO CAN | 4504 | 3378
SNE30-6FT-FC-K | SNE 30W,660CFM TOP W/FC | 1097 | 822.75
SNE30-6FT-FC-K-U | SNE 30W,660CFM TOPW/FC | 1097 | 822.75
SNE30-BBP-42 | SNE30"W,BTM PLT,42D | 488 | 366
SNE30-BBP-42-U | SNE30"W,BTM PLT,42D AO | 462 | 346.5
SNE30-BBP-48 | SNE30"W,BTM PLT,48D | 498 | 373.5
SNE30-BBP-48-U | SNE30"W,BTM PLT,48D AO | 475 | 356.25
SNE30-CFD-42 | SNE 30W FAN FD/RD 42U | 2130 | 1597.5
SNE30-CFD-42-U | SNE 30W FAN FD/RD 42U AO | 2130 | 1597.5
SNE30-CFD-45 | SNE 30W FAN FD/RD,45U | 2208 | 1656
SNE30-CFD-45-U | SNE 30W FAN FD/RD 45U AO | 2208 | 1656
SNE30-CLVD-42 | VENT,SPLIT F/R DR,42U | 645 | 483.75
SNE30-CLVD-42-U | SNE 30W VENT FD/RD 42U AO | 645 | 483.75
SNE30-CLVD-45 | 30WX45U SPLIT VNT F/R DR | 702 | 526.5
SNE30-CLVD-45-U | SNE 30W VENT FD/RD 45U AO | 702 | 526.5
SNE30-CSD-42 | SNE30W SOLID SPLIT FRONT/REAR DOOR, 42SP | 620 | 465
SNE30-CSD-42-U | SNE 30W SLD,FD/RD 42U AO | 620 | 465
SNE30-CSD-45 | SNE30W SOLID SPLIT FRONT/REAR DOOR,45SP | 666 | 499.5
SNE30-CSD-45-U | SNE 30W SLD,FD/RD 45U AO | 666 | 499.5
SNE30-FAD-PM-42 | 30W,42SP,FAN/PM,SNE,PR | 210 | 157.5
SNE30-FAD-PM-45 | 30W,45SP,FAN/PM,SNE,PR | 215 | 161.25
SNE30-LVD-42 | FULL VENT F/R DR,42U | 553 | 414.75
SNE30-LVD-42-U | SNE30W VENT FD/RD 42U AO | 553 | 414.75
SNE30-LVD-45 | SNE30W VENT FD/RD 45U | 601 | 450.75
SNE30-LVD-45-U | SNE30W VENT FD/RD 45U AO | 601 | 450.75
SNE30-PD-42 | SNE 30"W FULL PLEXI FRONT/REAR DOOR,42SP | 1118 | 838.5
SNE30-PD-42-U | SNE30W PLEXI FD/RD 42U,AO | 1118 | 838.5
SNE30-PD-45 | SNE 30"W FULL PLEXI FRONT/REAR DOOR,45SP | 1166 | 874.5
SNE30-PD-45-U | SNE30W PLEXI FD/RD 45U,AO | 1166 | 874.5
SNE30-PRO-RR24 | SNE30W,PRO RR,24U | 372 | 279
SNE30-PRO-RR24-U | SNE30W,PRO RR,24U AO | 372 | 279
SNE30-PRO-RR42 | SNE30W,PRO RR,42U | 448 | 336
SNE30-PRO-RR42-U | SNE30W,PRO RR,42U AO | 448 | 336
SNE30-PRO-RR45 | SNE30W,PRO RR,45U | 450 | 337.5
SNE30-PRO-RR45-U | SNE30W,PRO RR,45U AO | 450 | 337.5
SNE30-ST | SNE SERIES TOP,SOLID,30W | 108 | 81
SNE30-ST-U | SNE SERIES 30W SOLID TOP | 108 | 81
SNE30-VPD-45 | 30WX45SP PLEXI/VENT FD/RD | 1273 | 954.75
SNE30-Z4 | SEISMIC BRKTS 30"W SNE | 347 | 260.25
SNE30D-4236-P1 | 30W,42SP/36D,DIG ENCL | 4017 | 3012.75
SNE30D-4242-P1 | 30W,42SP/42D,DIG ENCL | 4242 | 3181.5
SNE30D-4242-P1AB | 30W,42SP/42D,DIG ENCL | 3367 | 2525.25
SNE30D-4248-P1 | 30W,42SP/48D,DIG ENCL | 4495 | 3371.25
SNE30D-4536-P1 | 30W,45SP/36D,DIG ENCL | 4273 | 3204.75
SNE30D-4536-P1AB | 30W,45SP/36D,DIG ENCL | 3393 | 2544.75
SNE30D-4542-P1 | 30W,45SP/42D,DIG ENCL | 4522 | 3391.5
SNE30D-4542-P1AB | 30W,45SP/42D,DIG ENCL | 3676 | 2757
SNE30D-4542-P2 | 30W,45SP/42D,DIG ENCL | 5688 | 4266
SNE30D-4548-P1 | 30W,45SP/48D,DIG ENCL | 4766 | 3574.5
SNE30D-4548-P1AB | 30W,45SP/48D,DIG ENCL | 3995 | 2996.25
SNE30D-4548-P2 | 30W,45SP/48D,DIG ENCL | 5927 | 4445.25
SNE30F-4236 | SNE30W FR,10/32,42UX36D | 2641 | 1980.75
SNE30F-4242 | SNE30W FR,10/32,42UX42D | 2829 | 2121.75
SNE30F-4248 | SNE30W FR,10/32,42UX48D | 3039 | 2279.25
SNE30F-4536 | SNE30W FR,10/32,45UX36D | 2718 | 2038.5
SNE30F-4542 | SNE30W FR,10/32,45UX42D | 2915 | 2186.25
SNE30F-4548 | SNE30W FR,10/32,45UX48D | 3132 | 2349
SNE30F-CN-4236 | SNE30W FR,CN RAIL,42UX36D | 2573 | 1929.75
SNE30F-CN-4242 | SNE30W FR,CN RAIL 42UX42D | 2761 | 2070.75
SNE30F-CN-4248 | SNE30W FR,CN RAIL 42UX48D | 2969 | 2226.75
SNE30F-CN-4536 | SNE30W FR,CN RAIL 45UX36D | 2650 | 1987.5
SNE30F-CN-4542 | SNE30W FR,CN RAIL 45UX42D | 2845 | 2133.75
SNE30F-CN-4548 | SNE30W FR,CN RAIL 45UX48D | 3060 | 2295
SNE30H-4236-A1 | 30W,42SP/36D,HYB ENCL | 5456 | 4092
SNE30H-4236-A2 | 30W,42SP/36D,HYB ENCL | 5756 | 4317
SNE30H-4242-A1 | 30W,42SP/42D,HYB ENCL | 5770 | 4327.5
SNE30H-4242-A2 | 30W,42SP/42D,HYB ENCL | 6070 | 4552.5
SNE30H-4536-A1 | 30W,45SP/36D,HYB ENCL | 5756 | 4317
SNE30H-4536-A2 | 30W,45SP/36D,HYB ENCL | 4976.84 | 3732.63
SNE30H-4542-A1 | 30W,45SP/42D,HYB ENCL | 6180 | 4635
SNE30H-4542-A2 | 30W,45SP/42D,HYB ENCLOSURE | 5327.13 | 3995.35
SNE30N-4536 | 30W,45SP/36D,NET ENCL | 3974 | 2980.5
SNE30N-4536-LRD | 30W,45SP/36D,NET ENCL,LRD | 3373 | 2529.75
SNE30N-4542 | 30W,45SP/42D,NET ENCL | 4162 | 3121.5
SNE30N-4542-LRD | 30W,45SP/42D,NET ENCL,LRD | 3558 | 2668.5
SNE30N-4548 | 30W,45SP/48D,NET ENCL | 4374 | 3280.5
SNE30N-4548-LRD | 30W,45SP/48D,NET ENCL,LRD | 3774 | 2830.5
SP-5-14 | SIDE PANELS FOR SLIM 5-14 | 308 | 231
SP-5-14-26 | SIDE PANELS FOR 5-14-26 | 425 | 318.75
SP-5-21 | SIDE PANELS FOR SLIM 5-21 | 392 | 294
SP-5-21-26 | SIDE PANELS FOR 5-21-26 | 535 | 401.25
SP-5-29 | SIDE PANELS FOR SLIM 5-29 | 473 | 354.75
SP-5-29-26 | SIDE PANELS FOR 5-29-26 | 645 | 483.75
SP-5-37 | SIDE PANELS FOR SLIM 5-37 | 564 | 423
SP-5-37-26 | SIDE PANELS FOR 5-37-26 | 768 | 576
SP-5-43 | SIDE PANELS FOR SLIM 5-43 | 629 | 471.75
SP-5-43-26 | SIDE PANELS FOR 5-43-26 | 862 | 646.5
SP-5-8 | SIDE PANELS FOR SLIM 5-8, | 273 | 204.75
SP-5-8-26 | SIDE PANELS FOR 5-8-26 | 373 | 279.75
SP-CFR-10-23 | 10SP,23D,SIDE,PNLS,BK,CTM | 3663 | 2747.25
SPBIT | DRIVER BIT,SQUARE W/PIN | 25 | 18.75
SPM-2 | 2SP SIDEWAYS PANEL MOUNT | 198 | 148.5
SPM-4 | 4SP SIDEWAYS PANEL MOUNT | 227 | 170.25
SPN-24-267 | PR BLK 24SP SDS FOR 26-27 | 641 | 480.75
SPN-24-312 | PR BLK 24SP SDS FOR 31-32 | 872 | 654
SPN-24-36 | PR 24SP,36DP BLK SIDE PNL | 997 | 747.75
SPN-24-42 | PR BLK 24SP,42D SIDE PNLS | 1103 | 827.25
SPN-37-267 | PR BLK 37SP SDS FOR 26-27 | 766 | 574.5
SPN-37-312 | PR BLK 37SP SDS FOR 31-32 | 1038 | 778.5
SPN-40-267 | PR BLK 40SP SDS FOR 26-27 | 822 | 616.5
SPN-40-312 | PR BLK 40SP SDS FOR 31-32 | 1122 | 841.5
SPN-40-36 | PR BLK 40SP/36D SIDE PNLS | 1253 | 939.75
SPN-42-36 | PR BLK 42SP,36D SIDEPNLS | 1221 | 915.75
SPN-42-42 | PR BLK 42SP,42D SIDEPNLS | 1417 | 1062.75
SPN-42-48 | PR BLK 42SP,48D SIDE PNLS | 1635 | 1226.25
SPN-44-267 | PR BLK 44SP SDS FOR 26-27 | 872 | 654
SPN-44-312 | PR BLK 44SP SDS FOR 31-32 | 1161 | 870.75
SPN-44-36 | PR BLK 44SP, 36DP SIDE PA | 1290 | 967.5
SPN-44-423 | PR BLK 44SP SDS,42-43"DP | 1498 | 1123.5
SPN-45-36 | PR BLK 45SP,36D SIDE PNLS | 1257 | 942.75
SPN-45-42 | PR BLK 45SP,42D SIDE PNLS | 1459 | 1094.25
SPN-45-48 | PR BLK 45SP,48D SIDE PNLS | 1689 | 1266.75
SPN-54-312 | PR BLK 54SP SDS FOR 31-32 | 1427 | 1070.25
SPN-54-36 | PR BLK 54SP SDS,36"DP | 1556 | 1167
SPN-R4-3824 | PR SIDES,4POSTRK,38SP/24D | 758 | 568.5
SPN-R4-3830 | PR SIDES,4POSTRK,38SP/30D | 828 | 621
SPN-R4-4524 | PR SIDES,4POSTRK,45SP/24D | 828 | 621
SPN-R4-4530 | PR SIDES,4POSTRK,45SP/30D | 866 | 649.5
SPN-R4-4536 | PR SIDES,4POSTRK,45SP/36D | 907 | 680.25
SPN-R4-5124 | PR SIDES,4POSTRK,51SP/24D | 899 | 674.25
SPN-R4-5130 | PR SIDES,4POSTRK,51SP/30D | 934 | 700.5
SPN-R4-5136 | PR SIDES,4POSTRK,51SP/36D | 1001 | 750.75
SPNG-40-24 | 40SP,24D GRK SIDEPNL(PR) | 789 | 591.75
SPNG-40-30 | 40SP,30D GRK SIDEPNL(PR) | 1049 | 786.75
SPNG-40-36 | 40SP,36D GRK SIDEPNL(PR) | 1155 | 866.25
SPNG-40-42 | 40SP,42D GRK SIDEPNL(PR) | 1151 | 863.25
SPNG-44-24 | 44SP,24D GRK SIDE PNL(PR) | 830 | 622.5
SPNG-44-30 | 44SP,30D GRK SIDEPNL(PR) | 1103 | 827.25
SPNG-44-36 | 44SP,36D GRK SIDEPNL(PR) | 1217 | 912.75
SPNG-44-42 | 44SP/42D GRK SIDE PNL PR | 1384 | 1038
SPNG-48-24 | 48SP,24D GRK SIDEPNL(PR) | 839 | 629.25
SPNG-48-30 | 48SP,30D GRK SIDE PNL(PR) | 1161 | 870.75
SPNG-48-36 | 48SP,36D GRK SIDEPNL(PR) | 1174 | 880.5
SPNG-48-42 | 48SP,42D GRK SIDEPNL(PR) | 1276 | 957
SPNG-50-42 | 50SP/42D GRK SIDE PNL,PR | 1536 | 1152
SPNG-52-24 | 52SP,24D GRK SIDE PNL,PR | 1604 | 1203
SPNG-52-30 | 52SP,30D GRK SIDE PNL(PR) | 1242 | 931.5
SPNG-52-36 | 52SP,36D GRK SIDE PNL(PR) | 1298 | 973.5
SPNG-52-42 | 52SP,42D GRK SIDEPNL(PR) | 1573 | 1179.75
SPX-19 | SOCAPEX 19PIN(1)PORT UCP | 26 | 19.5
SR-24-28 | 24SP/28D SWINGING WALLRK | 2126 | 1594.5
SR-24-32 | 24SP/32D SWINGING WALLRK | 2337 | 1752.75
SR-40-22 | 40SP/22D SWINGING WALLRK | 2149 | 1611.75
SR-40-28 | 40SP/28D SWINGING WALLRK | 2497 | 1872.75
SR-40-32 | 40SP SWINGING WALLRK,32" | 2777 | 2082.75
SR-46-28 | 46SP SWINGING WALLRK,28" | 2722 | 2041.5
SR-CSBASE-22 | BASE,SR CENTER SUPPORT,22 | 293 | 219.75
SR-CSBASE-28 | BASE,SR CENTER SUPPORT,28 | 398 | 298.5
SR-CSBASE-32 | BASE,SR CENTER SUPPORT,32 | 394 | 295.5
SR-SUB | SUB-PLATE MNT KIT FOR SR- | 88 | 66
SR-UPS-BKT | UPS SUPRT BRKT,SR SERIES | 69.5 | 52.13
SR28-24-32 | 28W/24SP/32D SWING WALLRK | 2660 | 1995
SR28-40-32 | 28W/40SP/32D SWING WALLRK | 3319 | 2489.25
SR28-46-32 | 28W/46SP/32D SWING WALLRK | 3614 | 2710.5
SR28-FK6-32 | SR28,6"FAN,32"D FAN KIT | 372 | 279
SR28-IVCMF-24 | VERTICAL FINGER,24SP,SR28 | 126 | 94.5
SR28-IVCMF-40 | VERTICAL FINGER,40SP,SR28 | 158 | 118.5
SR28-IVCMF-46 | VERTICAL FINGER,46SP,SR28 | 179 | 134.25
SR28-RR24 | 24 SPACE,28W SR RAIL KIT | 200 | 150
SR28-RR40 | 40 SPACE,28W SR RAIL KIT | 235 | 176.25
SR28-RR46 | 46 SPACE,28W SR RAIL KIT | 330 | 247.5
SRB-1-BGR-3224 | 1 BAY SEISMIC RIB,BGR,32D,24H | 1090 | 817.5
SRB-1-BGR-3824 | 1 BAY SEISMIC RIB,BGR,38D,24H | 1177 | 882.75
SRB-1-MRK-2624 | 1 BAY SEISMIC RIB,MRK,26D,24H | 1010 | 757.5
SRB-1-MRK-3124 | 1 BAY SEISMIC RIB,MRK,31D,24H | 1090 | 817.5
SRB-1-MRK-3624 | 1 BAY SEISMIC RIB,MRK,36D,24H | 1177 | 882.75
SRB-1-MRK-4224 | 1 BAY SEISMIC RIB,MRK,42D,24H | 1272 | 954
SRB-1-MRK-4824 | 1 BAY SEISMIC RIB,MRK,48D,24H | 1372 | 1029
SRB-1-SNE24-3624 | 1 BAY,24"H,SEISMIC RIB,SNE,24WX36D | 1200 | 900
SRB-1-SNE24-4224 | 1 BAY,24"H,SEISMIC RIB,SNE,24WX42D | 881 | 660.75
SRB-1-SNE30-4824 | 1 BAY,24"H,SEISMIC RIB,SNE,30WX48D | 1482 | 1111.5
SRB-1-WMRK-3624 | 1 BAY SEISMIC RIB,WMRK,36D,24H | 1177 | 882.75
SRB-1-WMRK-4224 | 1 BAY SEISMIC RIB,WMRK,42D,24H | 1272 | 954
SRB-1-WMRK-4824 | 1 BAY SEISMIC RIB,WMRK,48D,24H | 1372 | 1029
SRB-1-WRK-2724 | 1 BAY SEISMIC RIB,WRK,27D,24H | 1010 | 757.5
SRB-1-WRK-3224 | 1 BAY SEISMIC RIB,WRK,32D,24H | 1090 | 817.5
SRB-2-BGR-3224 | 2 BAY SEISMIC RIB,BGR,32D,24H | 1362 | 1021.5
SRB-2-BGR-3824 | 2 BAY SEISMIC RIB,BGR,38D,24H | 1471 | 1103.25
SRB-2-DRK-4224 | 2 BAY SEISMIC RIB,DRK,42D,24H | 1920 | 1440
SRB-2-MRK-2624 | 2 BAY SEISMIC RIB,MRK,26D,24H | 1261 | 945.75
SRB-2-MRK-3124 | 2 BAY SEISMIC RIB,MRK,31D,24H | 1362 | 1021.5
SRB-2-MRK-3624 | 2 BAY SEISMIC RIB,MRK,36D,24H | 1471 | 1103.25
SRB-2-MRK-4224 | 2 BAY SEISMIC RIB,MRK,42D,24H | 1589 | 1191.75
SRB-2-SNE27-4224 | 2 BAY,24"H,SEISMIC RIB,SNE,27WX42D | 1718 | 1288.5
SRB-2-SNE30-4824 | 2 BAY,24"H,SEISMIC RIB,SNE,30WX48D | 1852 | 1389
SRB-2-WMRK-3624 | 2 BAY SEISMIC RIB,WMRK,36D,24H | 1692 | 1269
SRB-2-WMRK-4224 | 2 BAY SEISMIC RIB,WMRK,42D,24H | 1826 | 1369.5
SRB-2-WMRK-4824 | 2 BAY SEISMIC RIB,WMRK,48D,24H | 1972 | 1479
SRB-3-MRK-2624 | 3 BAY SEISMIC RIB,MRK,26D,24H | 1451 | 1088.25
SRB-3-MRK-3124 | 3 BAY SEISMIC RIB,MRK,31D,24H | 1564 | 1173
SRB-3-MRK-3624 | 3 BAY SEISMIC RIB,MRK,36D,24H | 1671 | 1253.25
SRB-3-WRK-2724 | 3 BAY SEISMIC RIB,WRK,27D,24H | 1451 | 1088.25
SRB-3-WRK-3224 | 3 BAY SEISMIC RIB,WRK,32D,24H | 1564 | 1173
SRCC | PAIR OF CABLE CARRIERS | 262 | 196.5
SRD-KEY | KEYS FOR REAR DOORS(B644A | 8.5 | 6.38
SRD-LOCK | REAR DOOR LOCK SET | 16.5 | 12.38
SRD-LOCKPB | RD KEYED POP-BAY W\R CAM | 44.5 | 33.38
SRK | SLOPED RACK,BLK,W/WHEELS | 647 | 485.25
SRS2-10 | 2 SLIDE SRS,10 SPACE | 912 | 684
SRS2-11 | 2 SLIDE SRS,11 SPACE | 912 | 684
SRS2-12 | 2 SLIDE SRS,12 SPACE | 912 | 684
SRS2-13 | 2 SLIDE SRS,13 SPACE | 912 | 684
SRS2-14 | 2 SLIDE SRS,14 SPACE | 912 | 684
SRS2-15 | 2 SLIDE SRS,15 SPACE | 912 | 684
SRS2-16 | 2 SLIDE SRS,16 SPACE | 912 | 684
SRS2-17 | 2 SLIDE SRS,17 SPACE | 912 | 684
SRS2-18 | 2 SLIDE SRS,18 SPACE | 912 | 684
SRS2-19 | 2 SLIDE SRS,19 SPACE | 912 | 684
SRS2-20 | 2 SLIDE SRS,20 SPACE | 912 | 684
SRS2-22 | 2 SLIDE SRS,22 USEABLE | 908 | 681
SRS2-23 | 2 SLIDE SRS,23 SPACE | 908 | 681
SRS2-6 | 2 SLIDE SRS,6 SPACE | 908 | 681
SRS2-7 | 2 SLIDE SRS,7 SPACE | 908 | 681
SRS2-8 | 2 SLIDE SRS,8 SPACE | 912 | 684
SRS2-9 | 2 SLIDE SRS,9 SPACE | 912 | 684
SRS4-10 | 4 SLIDE SRS,10 SPACE | 1074 | 805.5
SRS4-11 | 4 SLIDE SRS,11 SPACE | 1074 | 805.5
SRS4-12 | 4 SLIDE SRS,12 SPACE | 1074 | 805.5
SRS4-13 | 4 SLIDE SRS,13 SPACE | 1074 | 805.5
SRS4-14 | 4 SLIDE SRS,14 SPACE | 1074 | 805.5
SRS4-15 | 4 SLIDE SRS,15 SPACE | 1074 | 805.5
SRS4-16 | 4 SLIDE SRS,16 SPACE | 1074 | 805.5
SRS4-17 | 4 SLIDE SRS,17 SPACE | 1074 | 805.5
SRS4-18 | 4 SLIDE SRS,18 SPACE | 1074 | 805.5
SRS4-19 | 4 SLIDE SRS,19 SPACE | 1074 | 805.5
SRS4-20 | 4 SLIDE SRS,20 SPACE | 1074 | 805.5
SRS4-22 | 4 SLIDE SRS,22 SPACE | 542 | 406.5
SRS4-24 | 4 SLIDE SRS,24 SPACE | 614 | 460.5
SRS4-26 | 4 SLIDE SRS,26 SPACE | 1074 | 805.5
SRS4-6 | 4 SLIDE SRS,6 SPACE | 1074 | 805.5
SRS4-7 | 4 SLIDE SRS,7 SPACE | 1074 | 805.5
SRS4-8 | 4 SLIDE SRS,8 SPACE | 1074 | 805.5
SRS4-9 | 4 SLIDE SRS,9 SPACE | 1074 | 805.5
SRSR-4-10 | 4 SLIDE SRSR,10 SPACE | 1147 | 860.25
SRSR-4-11 | 4 SLIDE SRSR,11 SPACE | 1147 | 860.25
SRSR-4-12 | 4 SLIDE SRSR,12 SPACE | 1147 | 860.25
SRSR-4-13 | 4 SLIDE SRSR,13 SPACE | 1147 | 860.25
SRSR-4-14 | 4 SLIDE SRSR,14 SPACE | 1147 | 860.25
SRSR-4-15 | 4 SLIDE SRSR,15 SPACE | 1169 | 876.75
SRSR-4-16 | 4 SLIDE SRSR,16 SPACE | 1169 | 876.75
SRSR-4-17 | 4 SLIDE SRSR,17 SPACE | 1169 | 876.75
SRSR-4-18 | 4 SLIDE SRSR,18 SPACE | 1169 | 876.75
SRSR-4-19 | 4 SLIDE SRSR,19 SPACE | 1169 | 876.75
SRSR-4-20 | 4 SLIDE SRSR,20 SPACE | 1169 | 876.75
SRSR-4-21 | 4 SLIDE SRSR,21 SPACE | 1169 | 876.75
SRSR-4-22 | 4 SLIDE SRSR,22 SPACE | 1169 | 876.75
SRSR-4-23 | 4 SLIDE SRSR,23 SPACE | 1169 | 876.75
SRSR-4-24 | 4 SLIDE SRSR,24 SPACE | 1169 | 876.75
SRSR-4-25 | 4 SLIDE SRSR,25 SPACE | 1169 | 876.75
SRSR-4-26 | 4 SLIDE SRSR,26 SPACE | 1169 | 876.75
SRSR-4-27 | 4 SLIDE SRSR,27 SPACE | 1169 | 876.75
SRSR-4-28 | 4 SLIDE SRSR,28 SPACE | 1169 | 876.75
SRSR-4-29 | 4 SLIDE SRSR,29 SPACE | 1169 | 876.75
SRSR-4-30 | 4 SLIDE SRSR,30 SPACE | 1169 | 876.75
SRSR-4-8 | 4 SLIDE SRSR,8 SPACE | 1147 | 860.25
SRSR-4-9 | 4 SLIDE SRSR,9 SPACE | 2043 | 1532.25
SRSR-X-12 | SRSR EXTENDED,12 SPACE | 1475 | 1106.25
SRSR-X-13 | SRSR EXTENDED,13 SPACE | 1475 | 1106.25
SRSR-X-14 | SRSR EXTENDED,14 SPACE | 1475 | 1106.25
SRSR-X-15 | SRSR EXTENDED,15 SPACE | 1475 | 1106.25
SRSR-X-16 | SRSR EXTENDED,16 SPACE | 1475 | 1106.25
SRSR-X-17 | SRSR EXTENDED,17 SPACE | 1475 | 1106.25
SRSR-X-18 | SRSR EXTENDED,18 SPACE | 1475 | 1106.25
SRSR-X-19 | SRSR EXTENDED,19 SPACE | 1475 | 1106.25
SRSR-X-20 | SRSR EXTENDED,20 SPACE | 1475 | 1106.25
SRSR-X-21 | SRSR EXTENDED,21 SPACE | 1475 | 1106.25
SRSR-X-22 | SRSR EXTENDED,22 SPACE | 1475 | 1106.25
SRSR-X-23 | SRSR EXTENDED,23 SPACE | 1475 | 1106.25
SRSR-X-24 | SRSR EXTENDED,24 SPACE | 1475 | 1106.25
SRSR-X-25 | SRSR EXTENDED,25 SPACE | 1475 | 1106.25
SRSR-X-26 | SRSR EXTENDED,26 SPACE | 1475 | 1106.25
SRSR-X-27 | SRSR EXTENDED,27 SPACE | 1475 | 1106.25
SRSR-X-28 | SRSR EXTENDED,28 SPACE | 1475 | 1106.25
SRSR-X-29 | SRSR EXTENDED,29 SPACE | 1475 | 1106.25
SRSR-X-30 | SRSR EXTENDED,30 SPACE | 1475 | 1106.25
SS | SLIDING SHELF | 264 | 198
SS-VTR-CVR4 | 4SP VTR COVER | 88 | 66
SS-VTR-CVR5 | 5SP VTR COVER | 93 | 69.75
SS4-23VTR | 4SP,23"DP VTR SLDING SHLF | 748 | 561
SS5-23VTR | 5SP,23"DP VTR SLDING SHLF | 748 | 561
SSDR-12 | SPLIT SECURITY DOOR 12SP( | 213 | 159.75
SSDR-15 | SPLIT SECURITY DR 15SP(26 | 233 | 174.75
SSDR-16 | SPLIT SECURITY DOOR 16SP( | 250 | 187.5
SSDR-20 | SPLIT SECURITY DOOR 20SP( | 305 | 228.75
SSDR-21 | SPLIT SECURITY DR 21SP(36 | 322 | 241.5
SSDR-8 | SPLIT SECURITY DOOR 8SP(1 | 198 | 148.5
SSHD-28 | 28"D SLIDING SHLF,200LB | 470 | 352.5
SSL | 1SP LAMINATED SLIDING SHE | 180 | 135
SSPN-44-312 | 44SP,31-32D HALF PNL 2PC | 732 | 549
ST1MP | 100PC 1SP SHIM TABS | 120 | 90
ST3MP | 100PC 3SP SHIM TABS | 198 | 148.5
SW | 100PC SHOULDER WASHERS | 15.5 | 11.63
SWR-12-12 | 12SP/12.5D SHLLW WR BLK | 738 | 553.5
SWR-16-12 | 16SP/12.5D SHLLW WR BLK | 847 | 635.25
T-24X6 | 24 TAILS - 6 PACK | 130 | 97.5
T-80X6 | 80 TAILS - 6 PACK | 160 | 120
T-MFR27GE | MFR 27"D TOP,GE | 252 | 189
T-MFR27KM | MFR 27"D TOP,KM | 254 | 190.5
T-S12SD-GA | TOP ONLY,S12SD,GREY ASH | 107 | 80.25
T17E | TUBED 17SP EMC RAIL | 113 | 84.75
T5-DCFANKIT-1 | DC,FANKIT,2FAN,80MM,50CFM | 166 | 124.5
T5-KEELKIT-16 | T5,KIT,KEEL,16FT TABLE | 1630 | 1222.5
T5-LLOCKBKT-KIT | T5,3PC,LLOCK & BKT KIT | 266 | 199.5
T5-RACK-KIT | T5 CON,3RU,SWNG RK,LL KIT | 413 | 309.75
T5-TECHKIT12B | T5,RACK,PWR SYS,12 BLK | 2741 | 2055.75
T5-TECHKIT12S | T5,RACK,PWR SYS,12 SLV | 2741 | 2055.75
T5-TECHKIT16B | T5,RACK,PWR SYS,16 BLK | 2741 | 2055.75
T5-TECHKIT16S | T5,RACK,PWR SYS,16 SLV | 2741 | 2055.75
T5-TECHKIT8B | T5,RACK,PWR SYS,8 BLK | 1973 | 1479.75
T5-TECHKIT8S | T5,RACK,PWR SYS,8 SLV | 1973 | 1479.75
T5KDD1BOV01ZP001 | T5 CON,KLS,8',V,01,PE,ZP | 14438 | 10828.5
T5KDD1BOV04ZP001 | T5 CON,KLS,8',V,04,PE,ZP | 14438 | 10828.5
T5KDD1BOV07ZP001 | T5 CON,KLS,8',V,07,PE,ZP | 14438 | 10828.5
T5KFD1BOV01ZP001 | T5 CON,KLS,12',V,01,PE,ZP | 18197 | 13647.75
T5KFD1BOV04ZP001 | T5 CON,KLS,12',V,04,PE,ZP | 19731 | 14798.25
T5KFD1BOV07ZP001 | T5 CON,KLS,12',V,07,PE,ZP | 19731 | 14798.25
T5KHD1BOV01ZP001 | T5 CON,KLS,16',V,01,PE,ZP | 23721 | 17790.75
T5KHD1BOV04ZP001 | T5 CON,KLS,16',V,04,PE,ZP | 23722 | 17791.5
T5KHD1BOV07ZP001 | T5 CON,KLS,16',V,07,PE,ZP | 23722 | 17791.5
T5SDC1RSHA0ZP001 | T5 CON,SOT,8'H,A0,SE,ZP | 8391 | 6293.25
T5SDC1RSHA3ZP001 | T5 CON,SOT,8',H,A3,SE,ZP | 8391 | 6293.25
T5SDC1RSHB3ZP001 | T5 CON,SOT,8',H,B3,SE,ZP | 8391 | 6293.25
T5SDC1RSHB9ZP001 | T5 CON,SOT,8'H,B9,SE,ZP | 9098 | 6823.5
T5SDC1RSV01ZP001 | T5 CON,SOT,8',V,01,SE,ZP | 12072 | 9054
T5SDC1RSV04ZP001 | T5 CON,SOT,8',V,04,SE,ZP | 12072 | 9054
T5SDC1RSV07ZP001 | T5 CON,SOT,8',V,07,SE,ZP | 12072 | 9054
T5SEC1BSHZ0ZP001 | T5 CON,SOT,10',H,Z0,SE,ZP | 14413 | 10809.75
T5SEC1RSHA0ZP001 | T5 CON,SOT,10',H,A0,SE,ZP | 13294 | 9970.5
T5SFC1BSHZOZP001 | T5 CON,SOT,12',H,Z0,SE,ZP | 14413 | 10809.75
T5SFC1RSHA0ZP001 | T5 CON,SOT,12',H,A0,SE,ZP | 13294 | 9970.5
T5SFC1RSHA3ZP001 | T5 CON,SOT,12',H,A3,SE,ZP | 13294 | 9970.5
T5SFC1RSHB3ZP001 | T5 CON,SOT,12',H,B3,SE,ZP | 13294 | 9970.5
T5SFC1RSV01ZP001 | T5 CON,SOT,12',V,01,SE,ZP | 16997 | 12747.75
T5SFC1RSV04ZP001 | T5 CON,SOT,12',V,04,SE,ZP | 16997 | 12747.75
T5SFC1RSV07ZP001 | T5 CON,SOT,12',V,07,SE,ZP | 16997 | 12747.75
T5SHC1RSHA0ZP001 | T5 CON,SOT,16',H,A0,SE,ZP | 15287 | 11465.25
T5SHC1RSHA3ZP001 | T5 CON,SOT,16',H,A3,SE,ZP | 16575 | 12431.25
T5SHC1RSHB3ZP001 | T5 CON,SOT,16',H,B3,SE,ZP | 16576 | 12432
T5SHC1RSHC400001 | T5 CON,SOT,16",H,C4,SE,ZP | 15288 | 11466
T5SHC1RSV01ZP001 | T5 CON,SOT,16',V,01,SE,ZP | 24187 | 18140.25
T5SHC1RSV04ZP001 | T5 CON,SOT,16',V,04,SE,ZP | 24187 | 18140.25
T5SHC1RSV07ZP001 | T5 CON,SOT,16',V,07,SE,ZP | 24187 | 18140.25
T5SICARSHA3Z0001 | T5 CON,SOT,18',H,A3,SE | 10603 | 7952.25
TA | ANODIZED 45SP TRIM STRIP | 102 | 76.5
TB672APALMAP001 | ADJ BASE ALUM,MAP TABLE | 666 | 499.5
TB672APBKMAP001 | ADJ BASE BLACK,MAP TABLE | 643 | 482.25
TBIT | STAR-POST DRIVER BIT | 25 | 18.75
TBL-ANG-3P-CH-WB | TBL,ANG,3PRSN,CNTR HT,WB | 3339 | 2504.25
TBL-ANG-3P-CH-WW | TBL,ANG,3PRSN,CNTR HT,WW | 3339 | 2504.25
TBL-ANG-3P-SH-WB | TBL,ANG,3PRSN,SIT HT,WB | 3339 | 2504.25
TBL-ANG-3P-SH-WW | TBL,ANG,3PRSN,SIT HT,WW | 3339 | 2504.25
TBL-ANG-5P-CH-WB | TBL,ANG,5PRSN,CNTR HT,WB | 3895 | 2921.25
TBL-ANG-5P-CH-WW | TBL,ANG,5PRSN,CNTR HT,WW | 3895 | 2921.25
TBL-ANG-5P-SH-WB | TBL,ANG,5PRSN,SIT HT,WB | 3895 | 2921.25
TBL-ANG-5P-SH-WW | TBL,ANG,5PRSN,SIT HT,WW | 3895 | 2921.25
TBL-ARC-3P-CH-WB | TBL,ARC,3PRSN,CNTR HT,WB | 3339 | 2504.25
TBL-ARC-3P-CH-WW | TBL,ARC,3PRSN,CNTR HT,WW | 3339 | 2504.25
TBL-ARC-3P-SH-WB | TBL,ARC,3PRSN,SIT HT,WB | 3339 | 2504.25
TBL-ARC-3P-SH-WW | TBL,ARC,3PRSN,SIT HT,WW | 3339 | 2504.25
TCCH-M-5 | TP CLB CH HINGED MED 5FT | 470 | 352.5
TCM-C | TOP CABLE MANAGER-CENTER | 161 | 120.75
TCM-E | TOP CABLE MANAGER-END CAP | 43.5 | 32.63
TCM-F | TOP CABLE MANAGER-FILLER | 41.5 | 31.13
TD2 | 2SP TEXTURED DRAWER | 270 | 202.5
TD2LK | 2SP TEXT DRAWER W/LOCK | 345 | 258.75
TD3 | 3SP TEXTURED DRAWER | 299 | 224.25
TD3LK | 3SP TEXT DRAWER W/LOCK | 365 | 273.75
TD4 | 4SP TEXTURED DRAWER | 316 | 237
TD4LK | 4SP TEXT. DRAWER W/LOCK | 380 | 285
TD5 | 5SP TEXTURED DRAWER | 361 | 270.75
TD5LK | 5SP TEXT. DRAWER W/LOCK | 423 | 317.25
TD5LK-16373 | 5SP TEXT. DRAWER W/LOCK,DRAWER MAT | 415 | 311.25
TD8FLK | 8SP FILE DRAWER W/LK,TEXT | 621 | 465.75
TDRIFT | DRIFTPINS, NON-TAPERED PR | 88 | 66
TFP1 | TEXTURED FAN PNL FOR 1 FA | 64.5 | 48.38
TFP2 | TEXTURED FAN PNL FOR 2 FA | 67.5 | 50.63
TFP3 | TEXTURED FAN PNL FOR 3 FA | 70.5 | 52.88
THERM-A | DUCT COOL THERM,ANALOG | 108 | 81
TOR-2-20RP | 2SP,20"D TIP OUT RK RECMT | 777 | 582.75
TOR-2-20SP | 2SP,20"D TIP OUT RK SURMT | 719 | 539.25
TOR-3-20RP | 3SP,20"D TIP OUT RK RECMT | 824 | 618
TOR-3-20SP | 3SP,20"D TIP OUT RK SURMT | 763 | 572.25
TOR-4-20RP | 4SP,20"D TIP OUT RK RECMT | 868 | 651
TOR-4-20SP | 4SP,20"D TIP OUT RK SURMT | 804 | 603
TOR-PRT | TRIM KIT FOR PARTIAL REC | 108 | 81
TP-CR-BKT | VERT CABLE RETRACTOR BRKT | 45.5 | 34.13
TP-F1318 | TECHPED FRAME ONLY 13X18 | 1362 | 1021.5
TP-F1325 | TECHPED FRAME ONLY 13X25 | 1524 | 1143
TP-F1330 | TECHPED FRAME ONLY 13X30 | 1533 | 1149.75
TP-K1318 | TP FINISH KIT 13X18 | 1132 | 849
TP-K1325 | TP FINISH KIT 13X25,T-LAM | 1238 | 928.5
TP-K1330 | TP FINISH KIT 13X30 | 1363 | 1022.25
TP-MK1 | TPED MILLWORK KIT,1 PED | 134 | 100.5
TRACK25 | PR 25"SERVICE TRACKS | 500 | 375
TRACK31 | PR 31"SERVICE TRACKS | 533 | 399.75
TRACK50 | PR 50"SERVICE TRACKS | 568 | 426
TRACKL | AX-S TRACK LEVELER | 146 | 109.5
TRSHK | HDWK,TS/TA(O) | 12.5 | 9.38
TS | BLACK POWCT 45SP TRIMSTRI | 42 | 31.5
TS-9 | 9PC EXTRA TIE SADDLES | 6.5 | 4.88
TS1022 | 10-22 AX-S SERVICE STAND | 616 | 462
TS1640 | 16-40 AX-S SERVICE STAND | 683 | 512.25
TS310 | 3-10 AX-S SERVICE STAND | 454 | 340.5
TSW-15 | HOOK & LOOP SADDLES,15PC | 36.5 | 27.38
TW12 | (12)CABLE/WIRE MGMT STRPS | 25 | 18.75
TW2B | 2 BLT TWISTLOC(1)PORT UCP | 25 | 18.75
TW3B | 3 BLT TWISTLOC(1)PORT UCP | 25 | 18.75
U1 | 1SP RACKSHELF 11DP | 74.5 | 55.88
U1-RP12 | 12PC. U1 RACKSHELF PACK | 878 | 658.5
U1MP | 50PC U1 MASTER PACK | 2678 | 2008.5
U1V | 1SP VENTED UTILITY SHELF | 75.5 | 56.63
U1V-4 | 1SP VENTED SHELF, 4PK | 283 | 212.25
U2 | 2SP RACKSHELF 14.75DP | 99 | 74.25
U2-RP6 | 6PC. U2 RACKSHELF PACK | 583 | 437.25
U2MP | 50PC U2 MASTER PACK | 3395 | 2546.25
U2MS | 2SP MID-MNT RCKSHLF 18DP | 134 | 100.5
U2V | 2SP VENTED UTILITY SHELF | 100 | 75
U2V-4 | 2SP VENTED SHELF, 4PK | 373 | 279.75
U3 | 3SP RACKSHELF 14.75DP | 112 | 84
U317 | 3SP RACKSHELF 17DP | 128 | 96
U3MP | 36PC U3 MASTER PACK | 2751 | 2063.25
U3V | 3SP VENTED UTILITY SHELF | 114 | 85.5
U3V-4 | 3SP VENTED SHELF, 4PK | 421 | 315.75
U4 | 4SP RACKSHELF 15.5DP | 124 | 93
U4V | 4SP VENTED UTILITY SHELF | 124 | 93
U4V-4 | 4SP VENTED SHELF, 4PK | 464 | 348
UCP-ADP | 1900 ELEC BOX UCP ADAPTER | 24 | 18
UCP-CH | UCP CHASSIS 9"DEEP W/TOP& | 186 | 139.5
UCP-CT | UCP CABLE TRAY | 109 | 81.75
UCP-FAN | UCP FAN MOUNT KIT,INCL | 116 | 87
UCP-SF | 2SP HINGED UCP FRAME KIT | 76 | 57
UCP-VT | SINGLE VENTED UCP PNL | 24 | 18
UCPB1 | SINGLE UCP BLANK PNL | 21 | 15.75
UCPB2 | DOUBLE UCP BLANK PNL | 42 | 31.5
UCPB3 | TRIPLE UCP BLANK PNL | 53.5 | 40.13
UD1 | 1SP UTIL.DRAWER,BLACK | 206 | 154.5
UD2 | 2SP UTIL.DRAWER,BLK | 225 | 168.75
UD3 | 3SP UTIL. DRAWER.BLK | 242 | 181.5
UD3-772341 | 3SP UTIL DRAWER,BLK,CUS | 293 | 219.75
UD4 | 4SP UTIL. DRAWER.BLK | 277 | 207.75
UFA-14.5 | 1SP UNIV FA SHELF,14.5D | 93 | 69.75
UFA-14.5-4 | 1SP UNIV FA SHF 14.5D,4PK | 340 | 255
UFA-8 | 1SP UNIV FA SHELF,8"DEEP | 69.5 | 52.13
UFA-8-4 | 1SP UNIV FA SHLF 8"D,4PK | 262 | 196.5
UFA-8-F1 | 1SP SHF 8"D W/1U FA,BPC | 84.5 | 63.38
UFA-8-F2 | 1SP SHF 8"D W/2U FA,BPC | 89 | 66.75
UFAF-1 | 1SP PANEL,UFA SERIES BPC | 19 | 14.25
UFAF-1A | 1SP PANEL,UFA SERIES BBA | 35.5 | 26.63
UFAF-2 | 2SP PANEL,UFA SERIES BPC | 23 | 17.25
UFAF-2A | 2SP PANEL,UFA SERIES BBA | 40.5 | 30.38
UFAF-3 | 3SP PANEL,UFA SERIES BPC | 30 | 22.5
UFAF-3A | 3SP PANEL,UFA SERIES BBA | 48.5 | 36.38
UFAF-4 | 4SP PANEL,UFA SERIES BPC | 36.5 | 27.38
UFAF-4A | 4SP PANEL,UFA SERIES BBA | 60 | 45
UMS1-11.5 | 1SP UM SHELF,11.5"D | 83.5 | 62.63
UMS1-11.5K | 1SP UM SHELF,11.5"D,KIT | 174 | 130.5
UMS1-3.5 | 1SP UM SHELF,3.5"D | 72.5 | 54.38
UMS1-3.5K | 1SP UM SHELF,3.5"D,KIT | 174 | 130.5
UMS1-5.5 | 1SP UM SHELF,5.5"D | 75.5 | 56.63
UMS1-5.5K | 1SP UM SHELF,5.5"D,KIT | 174 | 130.5
UMSFP1-1/2 | 1/2 RACK FILLER PNL X 1SP | 50.5 | 37.88
UMSFP1-1/4 | 1/4 RACK FILLER PNL X 1SP | 37.5 | 28.13
UMSFP1-1/8 | 1/8 RACK FILLER PNL X 1SP | 24 | 18
UNI-1 | UNIVERSAL CONNECTOR PANEL | 51 | 38.25
UNI-1-C | UNIVERSAL CONNECTOR PANEL | 79.5 | 59.63
UNI-2 | 2SP UNIVERSAL CONNECTOR P | 74 | 55.5
UNIV1 | FEMALE XLR(1)PORT UCP PNL | 25 | 18.75
UNIV2 | FEMALE XLR(2)PORT UCP PNL | 25 | 18.75
UNIV3 | FEMALE XLR(3)PORT UCP PNL | 25 | 18.75
UNIV4 | FEMALE XLR(4)PORT UCP PNL | 25 | 18.75
UNIV6 | FEMALE XLR(6)PORT UCP PNL | 25 | 18.75
UP1 | 1SP UTILITY PANEL | 25 | 18.75
UP1P | 10PK,1SP UTILITY PNL 1.75 | 198 | 148.5
UPS-2200R-8IP | 2200VA UPS,IND.OUT W/NIC | 3342 | 2506.5
UPS-EBPR | UPS EXPANSION BATTERY PK | 1530 | 1147.5
UPS-IPCARD | UPS NETWK INTERFACE CARD | 520 | 390
UPS-LEBATT-1 | LG BAT EXPN 1K,1K LI | 924 | 693
UPS-LEBATT-2 | LG BAT EXPN 1.5K | 1134 | 850.5
UPS-LEBATT-3 | LG BAT EXPN 1.5-2K,2K LI | 1376 | 1032
UPS-LEBATT-4 | LG BAT EXPN 3K,3K LI | 1770 | 1327.5
UPS-LIP-1 | LG-UPS-IPCARD | 330 | 247.5
UPS-LL-1100RT | LG-LI UPS 1.0VA,120V | 1062 | 796.5
UPS-LL-1500RT | LG-LI UPS 1.5VA,120V | 1474 | 1105.5
UPS-LL-2000RT | LG-LI UPS 2.0VA,120V | 2076 | 1557
UPS-LL-3000RT | LG-LI UPS 3.0VA,120V | 2232 | 1674
UPS-LO-1000RT | LG OL UPS 1.0KVA,120V | 1580 | 1185
UPS-LO-1500RT | LG OL UPS 1.5KVA,120V | 2030 | 1522.5
UPS-LO-2000RT | LG OL UPS 2.0KVA,120V | 2946 | 2209.5
UPS-LO-3000RT | LG OL UPS 3.0KVA,120V | 3712 | 2784
UPS-LRBP-7AH | REPLACEMENT BAT 7AH | 120 | 90
UPS-LRBP-9AH | REPLACEMENT BAT 9AH | 144 | 108
UPS-OL1500R | OL UPS 1500VA,120V,60HZ | 3002 | 2251.5
UPS-OL2200R | OL UPS 2200VA,120V,60HZ | 4290 | 3217.5
UPS-OL3000R | OL UPS 3000VA,120V,60HZ | 5146 | 3859.5
UPS-OLEBPR-1 | OL UPS BATT EXP 2200/3000 | 2288 | 1716
UPS-OLEBPR-2 | OL UPS BATT EXP 1500 | 1826 | 1369.5
UPS-OLIPCARD | OL UPS NETWORK CARD | 580 | 435
UPS-OLRBP-1 | OL UPS BATT REP PACK # 1 | 996 | 747
UPS-OLRBP-2 | OL UPS BATT REP PACK # 2 | 996 | 747
UPS-OLRBP-3 | OL UPS BATT REP PACK # 3 | 534 | 400.5
UPS-OLRBP-4 | OL UPS BATT REP PACK # 4 | 580 | 435
UPS-RBP | UPS REPLACEMENT BATTERY | 826 | 619.5
UPS-S1000R | UPS STD 1000VA | 1238 | 928.5
UPS-S1500R | UPS STD 1500VA | 1436 | 1077
UPS-S2200R | UPS STD 2200VA | 1712 | 1284
UPS-S500R | UPS STD 500VA | 836 | 627
UPS-SRBP-1000 | UPS BATT 1000VA | 510 | 382.5
UPS-SRBP-1500 | UPS BATT 1500VA | 664 | 498
UPS-SRBP-2200 | UPS BATT 2000VA | 780 | 585
UPS-SRBP-500 | UPS BATT 500VA | 320 | 240
UPX-1000R-2 | 1000VA 120V UPS LOCAL BANK CONTROL | 2200 | 1650
UPX-1500R-2 | 1500VA 120V UPS LOCAL BANK CONTROL | 2500 | 1875
UPX-2000R-2 | 2000VA 120V UPS LOCAL BANK CONTROL | 2900 | 2175
UPX-EXPANRUN-10-15 | UPX EXPAND RUNTIME UNIT 1KVA & 1.5KVA | 1600 | 1200
UPX-EXPANRUN-20 | UPX EXPAND RUNTIME UNIT 2KVA | 1800 | 1350
UPX-RLNK-1000R-2 | 1000VA 120V UPS RLNK BANK CONTROL | 2500 | 1875
UPX-RLNK-1000R-8 | 1000VA 120V UPS RLNK OUTLET CONTROL | 2800 | 2100
UPX-RLNK-1500R-2 | 1500VA 120V UPS RLNK BANK CONTROL | 2800 | 2100
UPX-RLNK-1500R-8 | 1500VA 120V UPS RLNK OUTLET CONTROL | 3100 | 2325
UPX-RLNK-2000R-2 | 2000VA 120V UPS RLNK BANK CONTROL | 3300 | 2475
UPX-RLNK-2000R-8 | 2000VA 120V UPS RLNK OUTLET CONTROL | 3400 | 2550
UQFP-2 | ULTRA QFP 2 FAN LED | 582 | 436.5
UQFP-2D | ULTRA QFP 2 FAN LED DSPLY | 1000 | 750
UQFP-4 | ULTRA QFP 4 FAN LED | 658 | 493.5
UQFP-4D | ULTRA QFP 4 FAN LED DSPLY | 1071 | 803.25
UQFP-4DRA | ULTRA QUT FN PNL W/DSPLY | 1088 | 816
UQFP-4RA | ULTRA-QUIET FAN PNL 4FAN | 675 | 506.25
UQFP-4RA-I/O | UQFP INTAKE/EXHAUST | 1342 | 1006.5
UQFP-4RA-INT | ULTRA QUIET INTAKE FNPNL | 675 | 506.25
UQFP-4RIS | UQFP 4FAN INTAKE SLAVE | 670 | 502.5
UQFP-4RT | ULTRA QFP 4FN REM THRMIST | 427 | 320.25
USC-6R | RACKMOUNT SEQUENCE CONTRO | 950 | 712.5
USC-K | REMOTE KEY SWITCH WALLPLT | 170 | 127.5
USC-KEY | REPLACE KEYS,USC-KL&K-DEC | 8.5 | 6.38
USC-KL | REM KEYSWTCH WALL PLT LED | 190 | 142.5
USC-SW | REMOTE SWITCH WALL PLATE | 170 | 127.5
USC-SWL | REM SWITCH WALL PLT LED | 190 | 142.5
UTB-A2-14 | UTB,1-2 SPACE,14"DEEP | 664 | 498
UTB-HR-A2-14 | UTB,HALF-RACK,1-2SP,14"D | 608 | 456
UTR1 | 1SP UNIVERSAL HALF-RACK T | 59 | 44.25
UTR1-RP12 | 12PC. UTR1 RACKSHELF PACK | 641 | 480.75
UTR1MP | 50PC UTR1 MASTER PACK | 2292 | 1719
VBK-BGR | BGR VENT BLOCKER | 38 | 28.5
VBK-BGR-SA | BGR-SA VENT BLOCKER KIT | 42 | 31.5
VBK-D17 | 17 DP DWR VENT BLOCK KIT | 38 | 28.5
VBK-DRK | DRK VENT BLOCKER KIT | 42 | 31.5
VBK-E20 | 20DP ERK VENT BLOCK KIT | 38 | 28.5
VBK-E25 | 25DP ERK VENT BLOCK KIT | 38 | 28.5
VBK-E28 | 28"D ERK VENT BLOCK KIT | 38 | 28.5
VBK-PTRK | VENT BLOCKER KIT,PTRK | 61 | 45.75
VBK-PTRK26 | VENT BLOCKER KIT,PTRK 26D | 65.5 | 49.13
VBK-S28 | 28 DP SR VENT BLOCK KIT | 42 | 31.5
VBK-S32 | VENT BLOCKER KIT SR-40-32 | 42 | 31.5
VBK-S42 | 42DP WRK VENT BLOCK KIT | 49.5 | 37.13
VBK-SD22 | 22DP SR/35+DWR VENT BLOCK | 42 | 31.5
VBK-V | VRK VENT BLOCK KIT | 42 | 31.5
VBK-W27-W32 | 27/32 DP WRK VENT BLOCK K | 42 | 31.5
VBK-WSA27 | 27 DP WRK-SA VENT BLOCK K | 42 | 31.5
VBK-WSA32 | 32 DP WRK-SA VENT BLOCK K | 42 | 31.5
VC-1219-DT34 | VC12W/19D BAY 34 DESKTOP | 1537 | 1152.75
VC-1219-WS18 | VC 12W/19D BAY 18WS | 1485 | 1113.75
VC-2418X-12PD | VC 2418 BAY EXT,12SP,PD | 2662 | 1996.5
VC-2418X-12VD | VC 2418 BAY EXT,12SP,VD | 2662 | 1996.5
VC-2419-DT34 | VC24W/19D BAY 34 DESKTOP | 3891 | 2918.25
VC-2419-WS18 | VC 24W/19D BAY 18WS | 3670 | 2752.5
VC-2419ST | VC 24W/19D SLIDING TRAY | 262 | 196.5
VC-2424X-12PD | VC 2424 BAY EXT,12SP,PD | 2931 | 2198.25
VC-2424X-12VD | VC 2424 BAY EXT,12SP,VD | 2931 | 2198.25
VC-3619-DT34 | VC36W/19D BAY 34 DESKTOP | 5262 | 3946.5
VC-3619-WS18 | VC 36W/19D BAY 18WS | 5029 | 3771.75
VC-4819-DT34 | VC48W/19D BAY 34 DESKTOP | 6669 | 5001.75
VC-4819-WS18 | VC 48W/19D BAY 18WS | 6385 | 4788.75
VC-619-DT34 | VC6W/19D BAY 34 DESKTOP | 1389 | 1041.75
VC-619-WS18 | VC 6W/19D BAY 18WS | 1330 | 997.5
VC-7219-DT34 | VC72W/19D BAY 34 DESKTOP | 8359 | 6269.25
VC-7219-DT34SA | VC 72W/19D BAY 34DT SA | 19440 | 14580
VC-7219-WS18 | VC 72W/19D BAY 18WS | 7985 | 5988.75
VC-B24-FD | VC BAY FAN DOOR 100CFM | 850 | 637.5
VC-B24-RR10 | VC BAY RACKRAIL KIT 10SP | 151 | 113.25
VC-B24-RR12 | VC BAY RACKRAIL KIT 12SP | 121 | 90.75
VC-BC24 | VC BOOKCASE,24"WIDE | 1867 | 1400.25
VC-C3624-GD | CAB STORAGE 36W 24D GD | 1980 | 1485
VC-C3624-GDFS-AG | CABSRG 36X24 GLSDR SA AG | 4112 | 3084
VC-C3624-GDFS-DC | CABSRG 36X24 GLSDR SA DC | 4112 | 3084
VC-C3624-GDFS-DP | CABSRG 36X24 GLSDR SA DP | 2060 | 1545
VC-C3624-GDFS-GS | CABSTRG 36X24 GLSDR SA GS | 2060 | 1545
VC-C3624-GDFS-MP | CABSRG 36X24 GLSDR SA MP | 2060 | 1545
VC-C3624-GDFS-SG | CABSRG 36X24 GLSDR SA SG | 2060 | 1545
VC-C3624-GDFS-WG | CABSRG 36X24 GLSDR SA WG | 2060 | 1545
VC-FC-2 | VC FILE CAB,2 DRAWER,BLK | 842 | 631.5
VC-KBS | VC KEYBOARD SHELF,ARTIC | 487 | 365.25
VC-LR1219-DT37 | VC LFTRDY BAY12W19DP DT37 | 1564 | 1173
VC-LRW4519-DT37 | VC LIFT REDY 45 DEG WEDGE | 1438 | 1078.5
VC-LS-SP219 | VC-LS SP2 19IN S PNL PR | 1288 | 966
VC-LS3619-DT37 | VC LIFT SYS 36W19D 37 DT | 12136 | 9102
VC-LS4819-DT37 | VC LIFT SYS 48W19D 37 DT | 13231 | 9923.25
VC-LS7219-DT37 | VC LIFT SYS 72W19D 37 DT | 14141 | 10605.75
VC-MM32X41 | VC MONITOR MOUNT,32-41 | 1980 | 1485
VC-MM42X63 | VC MONITOR MOUNT,42-63 | 2059 | 1544.25
VC-PEN-3624 | VC PENINSULA 24W36D | 1131 | 848.25
VC-RW1519-WS18 | 15DEG,19D REV WDGE,18WS | 1163 | 872.25
VC-RW3019-DT34 | 30DEG,19D REV WEDGE,34DT | 1455 | 1091.25
VC-SP1-19 | VC PAIR SIDE PANEL 1,19D | 1224 | 918
VC-SP2-19 | VC PAIR SIDE PANEL 2,19D | 1288 | 966
VC-SP3-19 | VC PAIR SIDE PANEL 3,19D | 1373 | 1029.75
VC-TR2419-4 | VC 2419,4SP TURRET RACK | 614 | 460.5
VC-TR2419-6 | VC 2419,6SP TURRET RACK | 634 | 475.5
VC-TR2419-9 | VC 2419,9SP TURRET RACK | 708 | 531
VC-TR3619-4 | VC 3619,4SP TURRET RACK | 614 | 460.5
VC-TR3619-6 | VC 3619,6SP TURRET RACK | 699 | 524.25
VC-TR3619-9 | VC 3619,9SP TURRET RACK | 776 | 582
VC-TRK | VC TOP RAIL KIT | 173 | 129.75
VC-W1519-DT34 | 15DEG,19D WEDGE,34 DSKTOP | 1184 | 888
VC-W1519-WS18 | 15DEG,19D WEDGE,18WS | 1117 | 837.75
VC-W2219-DT34 | 22DEG,19D WEDGE,34 DSKTOP | 1254 | 940.5
VC-W2219-WS18 | 22DEG,19D WEDGE,18WS | 1155 | 866.25
VC-W3019-DT34 | 30DEG,19D WEDGE,34 DSKTOP | 1311 | 983.25
VC-W3019-WS18 | 30DEG,19D WEDGE,18WS | 1236 | 927
VC-W4519-DT34 | 45DEG,19D WEDGE,34 DSKTOP | 1377 | 1032.75
VC-W4519-WS18 | 45DEG,19D WEDGE,18WS | 1278 | 958.5
VC-W9019-DT34 | 90DEG,19D WEDGE,34 DSKTOP | 1542 | 1156.5
VC-W9019-WS18 | 90DEG,19D WEDGE,18WS | 1414 | 1060.5
VCD-10-45-SC | 45SP,10"SGL CBL DCT/DRS | 1787 | 1340.25
VCD-10-51-SC | 51SP,10"SGL CBL DCT W/DR | 1970 | 1477.5
VCD-6-45-DC | 45SP,6"DUAL CBL DCT W/DRS | 1999 | 1499.25
VCD-6-45-SC | 45SP,6"SGL CBL DCT W/DR | 1601 | 1200.75
VCD-6-51-SC | 51SP,6"SGL CBL DCT W/DR | 1760 | 1320
VDS | 2SP FRNT&REAR MT SHELF 25 | 211 | 158.25
VF-MPV | VF 14"D MULTIMOUNT PANEL | 129 | 96.75
VF-VPM-3 | VF VERT PANEL MOUNT 3SP | 249 | 186.75
VFD-10 | 10SP VENT.FR.DOOR,UNIV.BL | 383 | 287.25
VFD-12 | 12SP VENT.FR.DOOR,UNIV.BL | 400 | 300
VFD-16 | 16SP VENT.FR.DOOR,UNIV.BL | 414 | 310.5
VFD-18 | 18SP VENT.FR.DOOR,UNIV.BL | 439 | 329.25
VFD-19A | 19SP,CURVED VENTED FR DR | 483 | 362.25
VFD-21 | 21SP VENT.FR.DOOR,UNIV.BL | 458 | 343.5
VFD-24 | 24SP VENT.FR.DOOR,UNIV.BL | 483 | 362.25
VFD-25A | 25SP,CURVED VENTED FR DR | 556 | 417
VFD-27 | 27SP VENT.FR.DOOR,UNIV.BL | 504 | 378
VFD-35 | 35SP VENT.FR.DOOR,UNIV.BL | 572 | 429
VFD-37 | 37SP VENT.FR.DOOR,UNIV.BL | 595 | 446.25
VFD-38A | 38SP,CURVED VENTED FR DR | 741 | 555.75
VFD-40 | 40SP VENT.FR.DOOR,UNIV.BL | 635 | 476.25
VFD-41A | 41SP,CURVED VENTED FR DR | 793 | 594.75
VFD-44 | 44SP VENT.FR.DOOR,UNIV.BL | 689 | 516.75
VFD-45A | 45SP,CURVED VENTED FR DR | 839 | 629.25
VFD-46 | 46SP VENTED FRONT DOOR | 724 | 543
VFD-54 | VENTED FRONT DOOR FITS VM | 818 | 613.5
VFEET-1-12 | 1BAY VRK FOOT SET,12 FLOO | 287 | 215.25
VFEET-2-12 | 2BAY VRK FOOT SET,12 FLOO | 423 | 317.25
VFEET-3-12 | 3BAY VRK FOOT SET,12 FLOO | 551 | 413.25
VFEET-3-9.5 | 3 BAY VFEET 9.5"FLOOR | 53 | 39.75
VFEET-4-12 | 4BAY VRK FOOT SET,12 FLOO | 684 | 513
VFEET-5-12 | 5BAY VRK FOOT SET,12 FLOO | 785 | 588.75
VLBX | LARGE VTR LOCKBOX W/FAN | 592 | 444
VLBX-5.5 | REGULAR VTR LOCKBOX W/FAN | 561 | 420.75
VLBX-WM | WALL BRACKETS, PAIR FITS | 128 | 96
VMRK-54 | 54SP/31D MULTIBAY MRK | 4283 | 3212.25
VMRK-54-36 | 54SP/36D MULTIBAY VMRK | 4938 | 3703.5
VMRK-54-36LRD | 54SP/36D MULTIBAY RK LRD | 4627 | 3470.25
VMRK-54LRD | 54SP/31D MULTIBAY RK,LRD | 3995 | 2996.25
VPM-2 | 2SP VERT PNL MOUNT | 143 | 107.25
VPM-3 | 3SP VERT PNL MOUNT | 159 | 119.25
VPM-4 | 4SP VERT PNL MOUNT | 176 | 132
VPM-6 | 6SP VERT PNL MOUNT | 213 | 159.75
VRK-44-31H | 44SP/31D VIDEORACK HORIZ | 2779 | 2084.25
VRK-44-31HLRD | 44SP/31D VIDEO RACK LRD | 2594 | 1945.5
VRK-44-36H | 44SP/36D VIDEO RACK HORIZ | 3189 | 2391.75
VRK-44-36HLRD | 44SP/36D VIDEO RACK LRD | 3002 | 2251.5
VRK-44-36HPROLRD | 44SP/36D VIDEO RACK LRD | 2380 | 1785
VRK-44-42HLRD | 44SP/42D VIDRACK HOR LRD | 3058 | 2293.5
VRK-Z4 | VRK SEISMIC BRACKETS | 81.5 | 61.13
VRR-54 | ADD'L RAIL,54SP,PR | 375 | 281.25
VRS | VERTICAL RACKMOUNT SYSTEM | 307 | 230.25
VSA-1626 | 16"-26"D TELES.SHLF,1.5H | 219 | 164.25
VSA-2744 | 27"-44"D TELES.SHLF,1.5H | 266 | 199.5
VSDR-12 | 12SP VENTED SPLT SECURITY | 322 | 241.5
VSDR-16 | 16SP VENTED SPLT SECURITY | 359 | 269.25
VSDR-20 | 20SP VENTED SPLT SECURITY | 437 | 327.75
VSDR-8 | 8SP VENTED SPLT SECURITY | 264 | 198
VT1 | 1SP PERFORATED VENT PANEL | 27 | 20.25
VT1-CP12 | 12PC. VT1 CONTRACT PACK | 291 | 218.25
VT1-RP25 | 25PC VT1 RETAIL PACK | 206 | 154.5
VT2 | 2SP PERFORATED VENT PANEL | 34 | 25.5
VT2-CP12 | 12PC. VT2 CONTRACT PACK | 367 | 275.25
VT2-RP25 | 25PC VT2 RETAIL PACK | 417 | 312.75
VT3 | 3SP PERFORATED VENT PANEL | 39.5 | 29.63
VT3-CP6 | 6PC. VT3 CONTRACT PACK | 219 | 164.25
VT3-RP15 | 15PC VT3 RETAIL PACK | 246 | 184.5
VT4 | 4SP PERFORATED VENT PANEL | 43.5 | 32.63
VT4-CP6 | 6PC. VT4 CONTRACT PACK | 244 | 183
VT4-RP15 | 15PC VT4 RETAIL PACK | 398 | 298.5
VTB-1 | 1SP LIGHT BLOCKING VENT | 42.5 | 31.88
VTB-2 | 2SP LIGHT BLOCKING VENT | 63 | 47.25
VTB-3 | 3SP LIGHT BLOCKING VENT | 80.5 | 60.38
VTF1 | 1SP FINE PERF VENT PANEL | 27 | 20.25
VTF1-CP12 | 12PC. VTF1 CONTRACT PACK | 291 | 218.25
VTF2 | 2SP FINE PERF VENT PANEL | 34 | 25.5
VTF2-CP12 | 12PC. VTF2 CONTRACT PACK | 367 | 275.25
VTF3 | 3SP FINE PERF VENT PANEL | 39.5 | 29.63
VTF3-CP6 | 6PC. VTF3 CONTRACT PACK | 219 | 164.25
VTF4 | 4SP FINE PERF VENT PANEL | 43.5 | 32.63
VTF4-CP6 | 6PC. VTF4 CONTRACT PACK | 246 | 184.5
VTP-1 | 1SP ANOD SLOTTED VENT PAN | 46.5 | 34.88
VTP-2 | 2SP ANOD SLOTTED VENT PAN | 50.5 | 37.88
VTP-3 | 3SP ANOD SLOTTED VENT PAN | 70.5 | 52.88
VWM-2-2-36K-PW | VERT RACK,2U+2U,36D | 971 | 728.25
VWM-4-5-36K-PW | VERT RACK,4U+5U,36D | 1339 | 1004.25
VWM-4-5-42K-PW | VERT RACK,4U+5U,42D | 1523 | 1142.25
VWM-6BR-BP | VWM 6" BRUSH FOR BACKPAN | 46.5 | 34.88
VWM-BP-3610-BW | VWM BACKPAN,36"H,10"D,BW | 704 | 528
VWM-BP-3610-PW | VWM BACKPAN,36"H,10"D,PW | 704 | 528
VWM-BP-3610-WT | VWM BACKPAN,36"H,10"D,WT | 704 | 528
VWM-BP-3616-BW | VWM BACKPAN,36"H,16"D,BW | 761 | 570.75
VWM-BP-3616-PW | VWM BACKPAN,36"H,16"D,PW | 729 | 546.75
VWM-BP-3616-WT | VWM BACKPAN,36"H,16"D,WT | 761 | 570.75
VWM-BP-4210-BW | VWM BACKPAN,42"H,10"D,BW | 838 | 628.5
VWM-BP-4210-PW | VWM BACKPAN,42"H,10"D,PW | 838 | 628.5
VWM-BP-4210-WT | VWM BACKPAN,42"H,10"D,WT | 872 | 654
VWM-BP-4216-BW | VWM BACKPAN,42"H,16"D,BW | 924 | 693
VWM-BP-4216-PW | VWM BACKPAN,42"H,16"D,PW | 924 | 693
VWM-BP-4216-WT | VWM BACKPAN,42"H,16"D,WT | 891 | 668.25
VWM-BPSD-3610-BW | VWM BP,SPLT DR,36"H,10"D | 563 | 422.25
VWM-BPSD-3610-PW | VWM BP,SPLT DR,36"H,10"D | 542 | 406.5
VWM-BPSD-3610-WT | VWM BP,SPLT DR,36"H,10"D | 542 | 406.5
VWM-BPSD-3616-BW | VWM BP,SPLT DR,36"H,16"D | 595 | 446.25
VWM-BPSD-3616-PW | VWM BP,SPLT DR,36"H,16"D | 595 | 446.25
VWM-BPSD-3616-WT | VWM BP,SPLT DR,36"H,16"D | 595 | 446.25
VWM-BPSD-4210-BW | VWM BP,SPLT DR,42"H,10"D | 729 | 546.75
VWM-BPSD-4210-PW | VWM BP,SPLT DR,42"H,10"D | 729 | 546.75
VWM-BPSD-4210-WT | VWM BP,SPLT DR,42"H,10"D | 704 | 528
VWM-BPSD-4216-BW | VWM BP,SPLT DR,42"H,16"D | 759 | 569.25
VWM-BPSD-4216-PW | VWM BP,SPLT DR,42"H,16"D | 759 | 569.25
VWM-BPSD-4216-WT | VWM BP,SPLT DR,42"H,16"D | 759 | 569.25
VWM-PD-4-36K-PW | 4SP VERTICAL,PLX DR,PW | 978 | 733.5
VWM-PD-6-36K-PW | 6SP VERTICAL,PLX DR,PW | 1011 | 758.25
VWM-PD-8-36K-PW | 8SP VERTICAL,PLX DR,PW | 1105 | 828.75
VWM-RR-2 | VWM 2SP ADJUSTABLE RAIL | 89.5 | 67.13
VWM-RR-4 | VWM 4SP ADJUSTABLE RAIL | 96 | 72
VWM-RR-5 | VWM 5SP ADJUSTABLE RAIL | 99 | 74.25
VWM-RR-6 | VWM 6SP ADJUSTABLE RAIL | 101 | 75.75
VWM-RR-8 | VWM 8SP ADJUSTABLE RAIL | 107 | 80.25
VWM-RR-PIV-2 | VWM 2SP PIVOTING RAIL | 103 | 77.25
VWM-RR-PIV-4 | VWM 4SP PIVOTING RAIL | 112 | 84
VWM-SD-36-BW | VWM SOLID DOOR,36"H,BW | 332 | 249
VWM-SD-36-PW | VWM SLD DOOR,36"H,PW | 311 | 233.25
VWM-SD-36-WT | VWM SERIES SOLID DOOR,36"H,WHITE | 332 | 249
VWM-SD-4-36K-BW | 4SP VERTICAL,SLD DR,BW | 840 | 630
VWM-SD-42-BW | VWM SOLID DOOR,42"H,BW | 397 | 297.75
VWM-SD-42-BW-U | VWM SLD DOOR,42"H,BW | 397 | 297.75
VWM-SD-42-PW | VWM SLD DOOR,42"H,PW | 397 | 297.75
VWM-SD-42-PW-U | VWM SLD DOOR,42"H,PW | 397 | 297.75
VWM-SD-42-WT | VWM SOLID DOOR,42H,WT | 397 | 297.75
VWM-SD-42-WT-U | VWM SLD DOOR,42"H,WT | 397 | 297.75
VWM-SD-6-36K-BW | 6SP VERTICAL,SLD DR,BW | 872 | 654
VWM-SD-8-36K-BW | 8SP VERTICAL,SLD DR,BW | 982 | 736.5
VWM-SPD-3610-BW | VWM DOOR W/PLEXI,36"H X 10"D,BLACK | 420 | 315
VWM-SPD-3610-PW | VWM DOOR W/PLEXI,36"H X 10"D,PUTTY | 420 | 315
VWM-SPD-3610-WT | VWM DOOR W/PLEXI,36"H X 10"D,WHITE | 420 | 315
VWM-SPD-3616-BW | VWM DOOR W/PLEXI,36"H X 16"D,BLACK | 418 | 313.5
VWM-SPD-3616-PW | VWM DOOR W/PLEXI,36"H X 16"D,PUTTY | 418 | 313.5
VWM-SPD-3616-WT | VWM DOOR W/PLEXI,36"H X 16"D,WHITE | 418 | 313.5
VWM-SPD-4210-BW | VWM DOOR W/PLEXI,42"H X 10"D,BLACK | 479 | 359.25
VWM-SPD-4210-PW | VWM DOOR W/PLEXI,42"H X 10"D,PUTTY | 479 | 359.25
VWM-SPD-4210-WT | VWM DOOR W/PLEXI,42"H X 10"D,WHITE | 479 | 359.25
VWM-SPD-4216-BW | VWM DOOR W/PLEXI,42"H X 16"D,BLACK | 479 | 359.25
VWM-SPD-4216-PW | VWM DOOR W/PLEXI,42"H X 16"D,PUTTY | 479 | 359.25
VWM-SPD-4216-WT | VWM DOOR W/PLEXI,42"H X 16"D,WHITE | 479 | 359.25
VWM-SSD-3610-BW | VWM DOOR W/SOLID,36"H X 10"D,BLACK | 357 | 267.75
VWM-SSD-3610-PW | VWM DOOR W/SOLID,36"H X 10"D,PUTTY | 357 | 267.75
VWM-SSD-3610-WT | VWM DOOR W/SOLID,36"H X 10"D,WHITE | 357 | 267.75
VWM-SSD-3616-BW | VWM DOOR W/SOLID,36"H X 16"D,BLACK | 357 | 267.75
VWM-SSD-3616-PW | VWM DOOR W/SOLID,36"H X 16"D,PUTTY | 357 | 267.75
VWM-SSD-3616-WT | VWM DOOR W/SOLID,36"H X 16"D,WHITE | 357 | 267.75
VWM-SSD-4210-BW | VWM DOOR W/SOLID,42"H X 10"D,BLACK | 420 | 315
VWM-SSD-4210-PW | VWM DOOR W/SOLID,42"H X 10"D,PUTTY | 420 | 315
VWM-SSD-4210-WT | VWM DOOR W/SOLID,42"H X 10"D,WHITE | 420 | 315
VWM-SSD-4216-BW | VWM DOOR W/SOLID,42"H X 16"D,BLACK | 420 | 315
VWM-SSD-4216-PW | VWM DOOR W/SOLID,42"H X 16"D,PUTTY | 420 | 315
VWM-SSD-4216-WT | VWM DOOR W/SOLID,42"H X 16"D,WHITE | 420 | 315
WANGLE-1 | 1BAY WRK FLOOR ANGLES (PR | 200 | 150
WANGLE-2 | 2BAY WRK FLOOR ANGLES (PR | 219 | 164.25
WANGLE-3 | 3BAY WRK FLOOR ANGLES (PR | 242 | 181.5
WANGLE-4 | 4BAY WRK FLOOR ANGLES (PR | 266 | 199.5
WANGLE-5 | 5BAY WRK FLOOR ANGLES (PR | 293 | 219.75
WL-60 | MAGNETIC WORK LIGHT | 140 | 105
WM-15-12 | 15SP WALL MOUNT RACK | 303 | 227.25
WM-15-18 | 15SP WALL MOUNT RACK | 371 | 278.25
WM-30-12 | 30SP WALL MOUNT RACK | 355 | 266.25
WM-30-18 | 30SP WALL MOUNT RACK | 410 | 307.5
WM-8-12 | 8SP WALL MOUNT RACK | 297 | 222.75
WM-8-18 | 8SP WALL MOUNT RACK | 338 | 253.5
WMANGLE-2-3642 | 2 BAY WMRK FLOOR ANGLES(PR) | 268 | 201
WMANGLE-2-48 | 2 BAY WMRK FLOOR ANGLES(PR) | 295 | 221.25
WMANGLE-3-3642 | 3BAY WMRK FLOOR ANGLES PR | 297 | 222.75
WMRK-2436 | 24RU,36D FRAME ONLY | 2362 | 1771.5
WMRK-2436SVR | 24SP/36D CONFIG SERVER RK | 5147 | 3860.25
WMRK-2436SVR-AB | 24S/36D CNFG SVRRK ADDABY | 4063 | 3047.25
WMRK-2442 | 24RU,42"DEPTH,FRAME ONLY | 2485 | 1863.75
WMRK-4236 | 42RU 36D FRAME ONLY | 2623 | 1967.25
WMRK-4236SVR | 42SP/36D CONFIG SERVER RK | 5774 | 4330.5
WMRK-4236SVR-AB | 42S/36D CNFG SVRRK ADDABY | 4366 | 3274.5
WMRK-4242 | 42RU,42D FRAME ONLY | 3005 | 2253.75
WMRK-4242SVR | 42SP/42D CONFIG SERVER RK | 6164 | 4623
WMRK-4242SVR-AB | 42S/42D CNFG SVRRK ADDABY | 4691 | 3518.25
WMRK-4248 | 42RU,48"DEPTH,FRAME ONLY | 3255 | 2441.25
WMRK-4536 | 45RU,36"DEPTH,FRAME ONLY | 2780 | 2085
WMRK-4542 | 45RU,42"DEPTH,FRAME ONLY | 3151 | 2363.25
WMRK-4548 | 45RU,48"DEPTH,FRAME ONLY | 3401 | 2550.75
WMRK-Z4 | SEISMIC BRACKETS,WMRK | 86 | 64.5
WMS-1614DC | 16W/14D WM SHLF DK CHERRY | 239 | 179.25
WMS-1614GS | 16W/14D WM SHLF GREYSTONE | 239 | 179.25
WMS-1614MP | 16W/14D WM SHLF MAPLE | 239 | 179.25
WMS-20 | WALLMOUNT SHELF | 200 | 150
WR-24-32 | 24SP/32D ROLLOUT ROT RACK | 2995 | 2246.25
WR-37-32 | 37SP/32D ROLL OUT ROT RK | 3218 | 2413.5
WR-37-42 | 37SP/42D ROLLOUT ROT RACK | 3394 | 2545.5
WR-44-32 | 44SP/32D ROLLOUT ROT RACK | 3419 | 2564.25
WR-44-42 | 44SP/42D ROLLOUT ROT RACK | 3522 | 2641.5
WR-RAP-24 | 24SP REAR ACCESS PNL,WR | 312 | 234
WR-RAP-37 | 37SP REAR ACCESS PNL,WR | 379 | 284.25
WR-RAP-44 | 44SP REAR ACCESS PNL,WR | 421 | 315.75
WR-RR-24 | 24SP ADDL RAIL KIT FOR WR | 142 | 106.5
WR-RR-37 | 37SP ADD'L RAIL FOR WR | 163 | 122.25
WR-RR-44 | 44SP ADD'L RAIL FOR WR | 194 | 145.5
WRFD-24 | 24SP SOLID FRDR FOR WR | 416 | 312
WRFD-37 | 37SP SOLID FRDR FOR WR | 444 | 333
WRFD-44 | 44SP SOLID FRDR FOR WR | 500 | 375
WRINKLE | WRINKLE TOUCH-UP KIT | 40.5 | 30.38
WRK-24-27 | 24SP/27D MULTIBAY WRK | 1885 | 1413.75
WRK-24-27LRD | 24SP/27D MULTIBAY WRK LRD | 1781 | 1335.75
WRK-24-32 | 24SP/32D MULTIBAY WRK | 2010 | 1507.5
WRK-24-32LRD | 24SP/32D MULTIBAY WRK LRD | 1902 | 1426.5
WRK-24MDK | WRK-24SA-32 W/PLEXIDR.&LA | 3476 | 2607
WRK-24SA-27 | 24SP/27D WRK RACK | 1937 | 1452.75
WRK-24SA-27LRD | 24SP/27D WRK RACK LRD | 1831 | 1373.25
WRK-24SA-32 | Stand Alone Rack, 24 Space, 32" D | 2108 | 1581
WRK-24SA-32LRD | 24SP/32D WRK RACK,LRD | 1999 | 1499.25
WRK-37-27 | 37SP/27D MULTIBAY WRK | 2132 | 1599
WRK-37-27LRD | 37SP/27D MULTIBAY WRK LRD | 1927 | 1445.25
WRK-37-32 | 37SP/32D MULTIBAY WRK | 2230 | 1672.5
WRK-37-32LRD | 37SP/32D MULTIBAY WRK LRD | 2026 | 1519.5
WRK-37SA-27 | 37SP/27D WRK RACK | 2205 | 1653.75
WRK-37SA-27LRD | 37SP/27D WRK RACK LRD | 1999 | 1499.25
WRK-37SA-32 | 37SP/32D WRK RACK | 2351 | 1763.25
WRK-37SA-32LRD | 37SP/32D WRK RACK LRD | 2145 | 1608.75
WRK-40-27 | 40SP/27D MULTIBAY WRK | 2278 | 1708.5
WRK-40-27LRD | 40SP/27D MULTIBAY WRK LRD | 2068 | 1551
WRK-40-32 | 40SP/32D MULTIBAY WRK | 2328 | 1746
WRK-40-32LRD | 40SP/32D MULTIBAY WRK LRD | 2114 | 1585.5
WRK-40SA-27 | 40SP/27D WRK RACK | 2351 | 1763.25
WRK-40SA-27LRD | 40SP/27D WRK RACK LRD | 2139 | 1604.25
WRK-40SA-32 | 40SP/32D WRK RACK | 2401 | 1800.75
WRK-40SA-32LRD | 40SP/32D WRK RACK LRD | 2191 | 1643.25
WRK-44-27 | 44SP/27D MULTIBAY WRK | 2351 | 1763.25
WRK-44-27LRD | 44SP/27D MULTIBAY WRK LRD | 2132 | 1599
WRK-44-32 | 44SP/32D MULTIBAY WRK | 2426 | 1819.5
WRK-44-32LRD | 44SP/32D MULTIBAY WRK LRD | 2205 | 1653.75
WRK-44SA-27 | 44SP/27D WRK RACK | 2426 | 1819.5
WRK-44SA-27LRD | 44SP/27D WRK RACK LRD | 2205 | 1653.75
WRK-44SA-32 | 44SP/32D WRK RACK | 2617 | 1962.75
WRK-44SA-32LRD | 44SP/32D WRK RACK LRD | 2401 | 1800.75
WRK-RR24 | ADD.24SP RAIL KIT | 192 | 144
WRK-RR37 | ADD.37SP RAIL KIT | 211 | 158.25
WRK-RR40 | ADD.40SP RAIL KIT | 227 | 170.25
WRK-RR44 | ADD.44SP RAIL KIT | 246 | 184.5
WRK-TEMP-27 | ROUGH-IN TEMPLATE FOR 27D | 93 | 69.75
WRK-TEMP-32 | ROUGH-IN TEMPLATE FOR 32D | 106 | 79.5
WRK-Z4 | WRK SEISMIC BRACKETS | 81.5 | 61.13
WRPFD-24 | 24SP PLEXI FRONT DOOR,WR | 895 | 671.25
WRPFD-37 | 37SP PLEXI FRONT DOOR,WR | 988 | 741
WRPFD-44 | 44SP PLEXI FRONT DOOR,WR | 1124 | 843
WS1-ISRK-21G | 1 BAY TOP FOR ISRK,GRAPH | 388 | 291
WS1-M26-18 | 1 BAY MRK WRITING SHELF | 507 | 380.25
WS1-M26-24 | 1 BAY MRK WRITING SHELF | 118 | 88.5
WS1-M31-18 | 1 BAY MRK WRITING SHELF | 561 | 420.75
WS1-M31-24 | 1 BAY MRK WRITING SHELF | 116 | 87
WS1-W27-18 | 1 BAY WRK WRITING SHELF | 555 | 416.25
WS1-W27-24 | 1 BAY WRK WRITING SHELF | 110 | 82.5
WS1-W32-18 | 1 BAY WRK WRITING SHELF | 555 | 416.25
WS1-W32-24 | 1 BAY WRK WRITING SHELF | 110 | 82.5
WS2-M26-18 | 2 BAY MRK WRITING SHELF | 1103 | 827.25
WS2-M26-24 | 2 BAY MRK WRITING SHELF | 1325 | 993.75
WS2-M31-18 | 2 BAY MRK WRITING SHELF | 1103 | 827.25
WS2-M31-24 | 2 BAY MRK WRITING SHELF | 1325 | 993.75
WS2-W27-18 | 2 BAY WRK WRITING SHELF | 1094 | 820.5
WS2-W27-24 | 2 BAY WRK WRITING SHELF | 1311 | 983.25
WS2-W32-18 | 2 BAY WRK WRITING SHELF | 1094 | 820.5
WS2-W32-24 | 2 BAY WRK WRITING SHELF | 1311 | 983.25
WS3-M26-18 | 3 BAY MRK WRITING SHELF | 1545 | 1158.75
WS3-M26-24 | 3 BAY MRK WRITING SHELF | 1764 | 1323
WS3-M31-18 | 3 BAY MRK WRITING SHELF | 1545 | 1158.75
WS3-M31-24 | 3 BAY MRK WRITING SHELF | 1764 | 1323
WS3-W27-18 | 3 BAY WRK WRITING SHELF | 1529 | 1146.75
WS3-W27-24 | 3 BAY WRK WRITING SHELF | 1745 | 1308.75
WS3-W32-18 | 3 BAY WRK WRITING SHELF | 1529 | 1146.75
WS3-W32-24 | 3 BAY WRK WRITING SHELF | 1745 | 1308.75
WS4-M26-18 | 4 BAY MRK WRITING SHELF | 1984 | 1488
WS4-M26-24 | 4 BAY MRK WRITING SHELF | 2207 | 1655.25
WS4-M31-18 | 4 BAY MRK WRITING SHELF | 1984 | 1488
WS4-M31-24 | 4 BAY MRK WRITING SHELF | 2207 | 1655.25
WS4-S18-GOF | 4 BAY CONSOLE GRAPH WS,OA | 2709 | 2031.75
WS4-W27-18 | 4 BAY WRK WRITING SHELF | 1966 | 1474.5
WS4-W27-24 | 4 BAY WRK WRITING SHELF | 2184 | 1638
WS4-W32-18 | 4 BAY WRK WRITING SHELF | 1966 | 1474.5
WS4-W32-24 | 4 BAY WRK WRITING SHELF | 2184 | 1638
WSB1 | 1SP FLANGED WRINKLE BLANK | 24 | 18
WSB2 | 2SP FLANGED WRINKLE BLANK | 34 | 25.5
WSB3 | 3SP FLANGED WRINKLE BLANK | 39.5 | 29.63
WSB4 | 4P FLANGED WRINKLE BLANK | 41.5 | 31.13
WUSS11.5 | WIDE UNIT SHELF SYS 11.5D | 120 | 90
WUSS14 | WIDE UNIT SHELF SYS 14DP | 126 | 94.5
WUSS15.5 | WIDE UNIT SHELF SYS 15.5D | 128 | 96
WUSS17.5 | WIDE UNIT SHELF SYS 17.5D | 132 | 99
WUSS20.5 | WIDE UNIT SHELF SYS 20.5D | 145 | 108.75
XLRM6 | MALE XLR (6) PORT UCP PNL | 25 | 18.75

## Samsung
MFG Part# | Long Description | MSRP | Contract Price
QN50Q80DAFXZA | SAMSUNG Q80D Series - Smart TV - QLED - Flat - 49.5Inch - 2160P - 3840 x 2160 - Motion Xcelerator - 60 Hz - 100% Color Volume with Quantum Dot - Dolby Atmos - Speakers - Bluetooth,LAN,Wi-Fi - 4 x HDMI, 2 x USB-A, 1 x Ethernet (LAN), 1 x Digital Audio Out (Optical), 1/1(Common Use for Terrestrial)/0 - ATSC,Clear QAM - 12 Months - Titan Black - 2.2 Channel Surround - TM2360E | 999.99 | 799.99
QN70Q60DAFXZA | Samsung Q60D Series - Smart TV - Flat - 70Inch - 2160P - 3840 x 2160 - Motion Xcelerator - 100% Color Volume with Quantum Dot - Speakers - Bluetooth,LAN,Wi-Fi - 3 x HDMI, 2 x USB-A, 1 x Ethernet (LAN), 1 x Digital Audio Out (Optical), 1/1(Common Use for Terrestrial)/0 - ATSC,Clear QAM - 12 months Warranty - Black - 2.0 Channel Surround - TM2360E | 999.99 | 799.99
QN50Q60DAFXZA | Samsung Q60D Series - Smart TV - Flat - QLED - 2160P - 3840 x 2160 - 49.5Inch - Motion Xcelerator - 60 Hz - 100% Color Volume with Quantum Dot - Speakers - Bluetooth,LAN,Wi-Fi - 2 x USB-A, 3 x HDMI, 1 x Ethernet (LAN), 1 x Digital Audio Out (Optical), 1/1(Common Use for Terrestrial)/0 - ATSC,Clear QAM - 12 MONTHS - Black - 2.0 Channel Surround - TM2360E | 649.99 | 519.99
QN32Q60DAFXZA | Samsung Q60D Series - Smart TV - Flat - 31.5Inch - QLED - 2160P - 3840 x 2160 - Motion Xcelerator - 60 Hz - 100% Color Volume with Quantum Dot - Speakers - 2 x USB-A, 3 x HDMI, 1 x Ethernet (LAN), 1 x Digital Audio Out (Optical), 1/1(Common Use for Terrestrial)/0 - Bluetooth,LAN,Wi-Fi - 12 MONTHS - ATSC,Clear QAM - Black - TM2360E | 499.99 | 399.99
QN65QN85DBFXZA | Samsung QN85D Series - Smart TV - QLED - Flat - 64.5Inch - 2160P - 3840 x 2160 - Motion Xcelerator - 120 Hz - 100% Color Volume with Quantum Dot - Dolby Atmos - Speakers - 4 x HDMI, 2 x USB-A, 1 x Ethernet (LAN), 1 x Digital Audio Out (Optical), 1/1(Common Use for Terrestrial)/0, 1 x Ex-Link ( RS-232C ) - Bluetooth,LAN,Wi-Fi - 12 MONTHS - ATSC,Clear QAM - Graphite Black - TM2360E - 2.2 Channel Surround | 1799.99 | 1439.99
QN85QN800DFXZA | Samsung QN800D Series - Smart TV - QLED - Flat -85Inch - 4320P - 7680 x 4320 - Motion Xcelerator - 120 Hz - 100% Color Volume with Quantum Dot - Speakers - 4 X HDMI, 3 x USB-A, 1 x USB-C, 1 x Ethernet (LAN), 1 x Digital Audio Out (Optical), 1/1(Common Use for Terrestrial)/0, 1 x Ex-Link ( RS-232C ) - Bluetooth,LAN,Wi-Fi - 12 months Warranty - ATSC,Clear QAM - Graphite Black - TM2360E - 4.2.2 Channel Surround | 5499.99 | 4399.99
QN75QN800DFXZA | Samsung QN800D Series - Smart TV - QLED - Flat - 75Inch - 7680 x 4320 - 4320P - Motion Xcelerator - 120 Hz - 100% Color Volume with Quantum Dot - Speakers - Speakers - Bluetooth,LAN,Wi-Fi - 4 X HDMI, 3 x USB-A, 1 x USB-C, 1 x Ethernet (LAN), 1 x Digital Audio Out (Optical), 1/1(Common Use for Terrestrial)/0, 1 x Ex-Link ( RS-232C ) - ATSC,Clear QAM - 12 months Warranty - Graphite Black - TM2360E - 4.2.2 Channel Surround | 4299.99 | 3439.99
HG43NT678UFXZA | Samsung NT678U HG43NT678UF 43 Inch Hospitality-SMART LED-LCD TV - 4K UHDTV - Black - HDR10+, HLG - Direct LED Backlight - 3840 x 2160 Resolution - NO APP SUPPORT - Commercial Use | 590 | 472
QN65QN800DFXZA | Samsung QN800D Series - Smart TV - QLED - Flat - 64.5Inch - 4320P - 7680 x 4320 - Motion Xcelerator - 120 Hz - 100% Color Volume with Quantum Dot - Ultra Viewing Angle - Dolby Atmos - Speakers - Bluetooth,LAN,Wi-Fi - 4 x HDMI, 3 x USB-A, 1 x USB-C, 1 x Ethernet (LAN), 1 x Digital Audio Out (Optical), 1/1(Common Use for Terrestrial)/0, 1 x Ex-Link ( RS-232C ) - ATSC,Clear QAM - 12 MONTHS - Graphite Black - 4.2.2 Channel Surround - TM2360E | 3299.99 | 2639.99
QE98C | Samsung QEC Series - LED Backlight - Flat - 3840 x 2160 - 98Inch - 8Ms - 450NIT - 0.5622 x 0.5622 - 5000:1 - 16:9 - DCI-P3 93% - Haze 2% - 600 x 400 mm | 6500 | 5200
C32G75TQSN | Samsung Odyssey G7 C32G75TQSN 31.5 Inch WQHD Curved Screen Quantum Dot LED Gaming LCD Monitor - 16:9 - Black - 32 Inch Class - Vertical Alignment (VA) - 2560 x 1440 - 1.07 Billion Colors - FreeSync Premium - 600 Nit Typical, Minimum - 1 ms - 240 Hz Refres | 1175.99 | 940.79
S49CG934SN | SAMSUNG S49CG934SN 49 INCH 5120 x 1440/ 0.03 ms Response Time, 250 cd/m2 Brightness Monitor | 3499.99 | 2799.99
QN85LS03DAFXZA | Samsung LS03D Series - Smart TV - Flat - QLED - QLED 85Inch - 2160P - Motion Xcelerator - 3840 x 2160 - 120 Hz - 100% Color Volume with Quantum Dot - Wide Viewing Angle - Wide Viewing Angle - Speakers - luetooth,LAN,Wi-Fi - 4 X HDMI, 2 x USB-A, 1 X Ethernet (LAN), 1 X Digital Audio Out (Optical), 1/1(Common Use for Terrestrial)/0, 1 X Ex-Link ( RS-232C ) - ATSC,Clear QAM - 12 months Warranty - Black - 2.0.2 Channel Surround - TM2361E | 4299.99 | 3439.99
UN55DU8000FXZA | Samsung DU8000 Series - Smart TV - LED Backlight - Flat - LED Backlight 55Inch - 3840 x 2160 - Motion Xcelerator - 60 Hz - Dynamic Crystal Color - Wide Viewing Angle - Wide Viewing Angle - Speakers - 3 X HDMI, 2 x USB-A, 1 X Ethernet (LAN), 1 X Digital Audio Out (Optical), 1/1(Common Use for Terrestrial)/0 - Bluetooth,LAN,Wi-Fi - 12 months Warranty - ATSC,Clear QAM - Black - 2.0 Channel Surround - TM2360E | 499.99 | 399.99
U28R550UQN | UR550 Series 28IN U28R550UQN - 4K UHD Monitor for Business | 470.39 | 376.31
QN65S85DAEXZA | Samsung S85D Series - Smart TV - OLED - Flat - 64.5Inch - 2160P - 3840 x 2160 - Motion Xcelerator - 120 Hz - Perceptional Color Mapping - Ultra Viewing Angle - Speakers - 2 x USB-A, 4 x HDMI, 1 x Ethernet (LAN), 1 x Digital Audio Out (Optical), 1/1(Common Use for Terrestrial)/0 - Bluetooth,LAN,Wi-Fi - 12 MONTHS - ATSC,Clear QAM - Graphite Black - 2.0 Channel Surround - TM2360E | 1899.99 | 1519.99
QN55S85DAEXZA | Samsung S85D Series - Smart TV - OLED - Flat - 54.6Inch - 2160P - 3840 x 2160 - Motion Xcelerator - 120 Hz - Perceptional Color Mapping - Ultra Viewing Angle - Speakers - 2 x USB-A, 4 x HDMI, 1 x Ethernet (LAN), 1 x Digital Audio Out (Optical), 1/1(Common Use for Terrestrial)/0 - Bluetooth,LAN,Wi-Fi - 12 MONTHS - ATSC,Clear QAM - Graphite Black - 2.0 Channel Surround - TM2360E | 1699.99 | 1359.99
OH75A | 75-inch High Brightness Commercial LED Outdoor Display | 28605 | 22884
QN85QN95DAFXZA | Samsung QN95D Series - Smart TV - Flat - QLED - 85Inch - 2160P - 3840 x 2160 Motion Xcelerator - 120 Hz - 100% Color Volume with Quantum Dot - Ultra Viewing Angle - Ultra Viewing Angle - Speakers - 4 X HDMI, 2 x USB-A, 1 X Ethernet (LAN), 1 X Digital Audio Out (Optical), 1/1(Common Use for Terrestrial)/0, 1 X Ex-Link ( RS-232C ) - Bluetooth,LAN,Wi-Fi - ATSC,Clear QAM - TM2360E | 5799.99 | 4639.99
QN75QN95DAFXZA | Samsung QN95D Series - Smart TV - Flat - QLED - 75Inch - 2160P - 3840 x 2160 - Motion Xcelerator - 120 Hz - 100% Color Volume with Quantum Dot - Ultra Viewing Angle - Ultra Viewing Angle - Speakers - Speakers - Bluetooth,LAN,Wi-Fi - 4 X HDMI, 2 x USB-A, 1 X Ethernet (LAN), 1 X Digital Audio Out (Optical), 1/1(Common Use for Terrestrial)/0, 1 X Ex-Link ( RS-232C ) - ATSC,Clear QAM - 12 months Warranty - Graphite Black - 4.2.2 Channel Surround - TM2360E | 4199.99 | 3359.99
LHX08VTB480 | XPR-B 8mm Outdoor LED Single Face 4hx8w (240x120 resolution) | 15991.36 | 12793.09
QB98T-B | NEW SAMSUNG NEW 98-INCH COMMERCIAL 4K UHD LED LCD DISPLAY, 350 NIT, 24/7, BUILT-IN MAGICINFO S6, SSSP 6.0 - 3 YEAR WARRANTY | 10000 | 8000
QN48S90DAEXZA | Samsung S90D Series - Smart TV - OLED - Flat - 47.5Inch - 3840 x 2160 - 2160P - Motion Xcelerator - 120 Hz - Perceptional Color Mapping - Ultra Viewing Angle - Speakers - Bluetooth,LAN,Wi-Fi - 4 x HDMI, 2 x USB-A, 1 x Ethernet (LAN), 1 x Digital Audio Out, 1/1(Common Use for Terrestrial)/0 - ATSC,Clear QAM - 12 months Warranty - Graphite Black - 2.1 Channel Surround - TM2360E | 1599.99 | 1279.99
LHX08VTB490 | Prismview XPR-B 8mm Digital Signage Display - LCD - LED - 7000 Nit | 18240.32 | 14592.26
QN42S90DAEXZA | Samsung S90D Series - Smart TV - OLED - Flat - 41.5Inch - 3840 x 2160 - 2160P - Motion Xcelerator - 120 Hz - Perceptional Color Mapping - Ultra Viewing Angle - Speakers - Bluetooth,LAN,Wi-Fi - 4 x HDMI, 2 x USB-A, 1 x Ethernet (LAN), 1 x Digital Audio Out, 1/1(Common Use for Terrestrial)/0 - ATSC,Clear QAM - 12 months Warranty - Graphite Black - 2.0 Channel Surround - TM2360E | 1390.99 | 1112.79
LHX08VTB380 | XPR-B 8mm Outdoor LED Single Face 3hx8w (240x90 resolution) | 14079.91 | 11263.93
QN83S85DAEXZA | Samsung S85D Series - Smart TV - Flat - OLED - 83Inch - 2160P - 3840 x 2160 - Motion Xcelerator - Perceptional Color Mapping - Ultra Viewing Angle - Speakers - 4 X HDMI, 2 x USB-A, 1 X Ethernet (LAN), 1 X Digital Audio Out (Optical), 1/1(Common Use for Terrestrial)/0, 1 X Ex-Link ( RS-232C ) - Bluetooth,LAN,Wi-Fi - ATSC,Clear QAM - Titan Black - TM2360E | 4799.99 | 3839.99
LHX08VTB390 | XPR-B 8mm Outdoor LED Single Face 3hx9w (270x90 resolution) | 15376.38 | 12301.1
QN77S85DAEXZA | Samsung S85D Series - Smart TV - Flat - OLED - 77Inch - 2160P - 3840 x 2160 - Motion Xcelerator - 120 Hz - Perceptional Color Mapping - Ultra Viewing Angle - Speakers - 4 X HDMI, 2 x USB-A, 1 X Ethernet (LAN), 1 X Digital Audio Out (Optical), 1/1(Common Use for Terrestrial)/0, 1 X Ex-Link ( RS-232C ) - Bluetooth,LAN,Wi-Fi - 12 months Warranty - ATSC,Clear QAM - Titan Black - 2.1 Channel Surround - TM2360E | 3399.99 | 2719.99
LHX08VTD380 | XPR-B 8mm Outdoor LED Double Face 3hx8w (240x90 resolution) | 25086.87 | 20069.5
QN85QN900DFXZA | Samsung QN900D Series - Smart TV - QLED - Flat - 85Inch - 7680 x 4320 - Motion Xcelerator - 120 Hz - 100% Color Volume with Quantum Dot - Ultra Viewing Angle - Ultra Viewing Angle - Speakers - Bluetooth,Wi-Fi - 4 X HDMI, 3 x USB-A - ATSC,Clear QAM - 12 months Warranty - Black - 6.2.4 Channel Surround | 7499.99 | 5999.99
LHX08VTD390 | XPR-B 8mm Outdoor LED Double Face 3hx9w (270x90 resolution) | 27587.61 | 22070.09
QH55B | 55-inch Commercial TV UHD Display, 700 NIT - Manufactured in Mexico | 2520 | 2016
QN65QN90CAFXZA | Samsung Neo QLED 4K Smart TV QN90C 2023 - Flat QLED 65Inch 3840 x 2160 120Hz - Neo Slim, Flat look, 4 Bezel-less - Sharp Neck Hexagon 400mm x 400mm - Alexa, Bixby, Google Assistant - Bluetooth, Wi-Fi - Tizen - Titan Black | 1799.99 | 1439.99
QN75QN900DFXZA | Samsung QN900D Series - Smart TV - QLED - Flat - 75Inch - 4320P - 7680 x 4320 - Motion Xcelerator - 120 Hz - Speakers - Speakers - 4 X HDMI, 3 x USB-A, 1 x USB-C - Bluetooth,Wi-Fi - 12 months Warranty - ATSC,Clear QAM - Black - 6.2.4 Channel Surround | 5999.99 | 4799.99
LHX08VTB4C0 | XPR-B 8mm Outdoor LED Single Face 4hx12w (360x90 resolution) | 21407.84 | 17126.27
QN65QN900DFXZA | Samsung QN900D Series - Smart TV - QLED - Flat - 64.5Inch - 4320P - 7680 x 4320 - Motion Xcelerator - 120 Hz - Quantum Color - Ultra Viewing Angle - Dolby Atmos - Speakers - Bluetooth,LAN,Wi-Fi - 4 x HDMI, 3 x USB-A - ATSC,Clear QAM - 12 MONTHS - Black - 6.2.4 Channel Surround - No Remote Control Type | 4799.99 | 3839.99
LHX08VTB6C0 | XPR-B 8mm Outdoor LED with Single Face 6hx12w (360x180 resolution) | 28821.37 | 23057.1
QN85QN85DBFXZA | Samsung QN85D Series - Smart TV - QLED - Flat - 85Inch - 3840 x 2160 - Motion Xcelerator - 120 Hz - 100% Color Volume with Quantum Dot - Wide Viewing Angle - Wide Viewing Angle - Speakers - 4 X HDMI, 2 x USB-A, 1 X Ethernet (LAN), 1 X Digital Audio Out (Optical), 1/1(Common Use for Terrestrial)/0, 1 X Ex-Link ( RS-232C ) - Bluetooth,LAN,Wi-Fi - ATSC,Clear QAM - 12 months Warranty - Graphite Black - 2.2 Channel Surround - TM2360E | 3199.99 | 2559.99
LHX08VTD4C0 | XPR-B 8mm Outdoor LED Double Face 4hx12w (360x90 resolution) | 39878.23 | 31902.58
QN65QN95DAFXZA | Samsung QN95D Series - Smart TV - QLED - Flat - 64.5Inch - 2160P - 3840 x 2160 - Motion Xcelerator - 120 Hz - Quantum Color - Ultra Viewing Angle - Dolby Atmos - Speakers - 4 x HDMI, 2 x USB-A, 1 x Ethernet (LAN), 1 x Digital Audio Out (Optical), 1/1(Common Use for Terrestrial)/0, 1 x Ex-Link ( RS-232C ) - Bluetooth,LAN,Wi-Fi - 12 MONTHS - ATSC,Clear QAM - Graphite Black - TM2360E - 4.2.2 Channel Surround | 3299.99 | 2639.99
LHX08VTD6C0 | XPR-B 8mm Outdoor LED Double Face 6hx12w (360x180 resolution) | 47798.29 | 38238.63
QN85QN90DAFXZA | Samsung QN90D Series - Smart TV - QLED - Flat - 85Inch - 3840 x 2160 - 2160P - Motion Xcelerator - 120 Hz - 100% Color Volume with Quantum Dot - Ultra Viewing Angle - Ultra Viewing Angle - Speakers - Bluetooth,LAN,Wi-Fi - 4 X HDMI, 2 x USB-A, 1 X Ethernet (LAN), 1 X Digital Audio Out (Optical), 1/1(Common Use for Terrestrial)/0, 1 X Ex-Link ( RS-232C ) - 12 months Warranty - ATSC,Clear QAM - Graphite Black - 4.2.2 Channel Surround - TM2360E | 3999.99 | 3199.99
LHX08VTD480 | XPR-B 8mm Outdoor LED with Double Face 4hx8w (240x120 resolution) | 28906.5 | 23125.2
QN75QN90DAFXZA | Samsung QN90D Series - Smart TV - QLED - Flat - 75Inch - Motion Xcelerator - 120 Hz - 100% Color Volume with Quantum Dot - Ultra Viewing Angle - Ultra Viewing Angle - Speakers - Bluetooth,LAN,Wi-Fi - 4 X HDMI, 2 x USB-A, 1 X Ethernet (LAN), 1 X Digital Audio Out (Optical), 1/1(Common Use for Terrestrial)/0, 1 X Ex-Link ( RS-232C ) - ATSC,Clear QAM - 12 months Warranty - Graphite Black - 4.2.2 Channel Surround - TM2360E | 2999.99 | 2399.99
LHX08VTD490 | XPR-B 8mm Outdoor LED Double Face 4hx9w (270x120 resolution) | 30664.09 | 24531.27
QN50QN90DAFXZA | Samsung QN90D Series - Smart TV - QLED - Flat - 49.5Inch - 2160P - 3840 x 2160 - Motion Xcelerator - 120 Hz - 100% Color Volume with Quantum Dot - Ultra Viewing Angle - Dolby Atmos - Speakers - Bluetooth,LAN,Wi-Fi - 4 x HDMI, 2 x USB-A, 1 x Ethernet (LAN), 1 x Digital Audio Out (Optical), 1/1(Common Use for Terrestrial)/0, 1 x Ex-Link ( RS-232C ) - ATSC,Clear QAM - 12 MONTHS - Graphite Black - 2.2 Channel Surround - TM2360E | 1399.99 | 1119.99
S32D806EAN | 32" ViewFinity S8 (S80D) 4K UHD HDR10 High Resolution Monitor with Ergonomic Stand - Flat - 350 nits - 5Ms - 60 Hz - 3000:1 - sRGB 99% - Black - 100 x 100 mm - VA panel - fully adjustable stand - HDMI/DP/USB Hub - TCO/EPEAT/EnergyStar, 3 years Warranty | 899.99 | 719.99
S32D606UAN | 32in, Flat, 21:9, IPS panel, 100Hz, 2560x1440, HDR10, fully adjustable stand, KVM/LAN/HDMI/DP/USB-C/USB Hub, TCO/EPEAT/EnergyStar, 3 yr wrty | 839.99 | 671.99
S27D806UAN | S27D806UAN - Flat - 27Inch - 3840 x 2160 - 27Inch - 5Ms - 350 nits - 60 Hz - 1000:1 - 350 nits - 16:9 - sRGB 99% - Black - 100 x 100 mm - Visual excellence that professionals demand. UHD (3840x2160) resolution reveals greater levels of detail with higher pixel density. Professionals can dive into greater color detail and more screen space to build intricate designs, complex diagrams and dynamic video content with a smoother workflow. | 919.99 | 735.99
S27D806EAN | 27" ViewFinity S8 (S80D) 4K UHD HDR10 High Resolution Monitor with Ergonomic Stand - Flat - 350 nits - 5Ms - 60 Hz - 1000:1 - sRGB 99% - Black - 100 x 100 mm - IPS - fully adjustable stand - HDMI/DP/USB Hub - TCO/EPEAT/EnergyStar, 3 years Warranty | 839.99 | 671.99
IF015R-F | P1.5 Direct View LED Cabinet (L-type) | 2196 | 1756.8
IF015R | P1.5 Direct View LED Cabinet | 6630 | 5304
S32D806UAN | 32in, Flat, 21:9, VA panel, 60Hz, 3840x2160, HDR10, fully adjustable stand, KVM/HDMI/DP/USBC/LAN/USB Hub, TCO/EPEAT/EnergyStar, 3 yr wrty | 979.99 | 783.99
QN75QN85DBFXZA | Samsung QN85D Series - 75 inch 4K(3840 x 2160) 16:9 120 Hz 100% Color Volume NQ4 AI Gen2 Processor NeoQLED Display - Tizen Smart TV- 2.2CH 40W Speaker, Eco Sensor - Graphite Black | 2499.99 | 1999.99
S32D606EAN | S32D606EAN - Flat - 32Inch - 2560 x 1440 - 32Inch - 350 nits - 5Ms - 100Hz - 1000:1 - 350 nits - 16:9 - sRGB 99% - Black - 100 x 100 mm - Visual excellence that professionals demand. QHD(2560x1440) resolution and 100Hz refresh rate resolution work together to reveal hidden details through higher pixel density, while reducing lag and motion blur. Dive into intricate designs, complex diagrams and dynamic video content with a smoother workflow. | 759.99 | 607.99
HG43CU703NFXZA | HG43CU703NFXZA - Flat - 43Inch - 2160P - 3840 x 2160 - 2160P - PurColor - 178/178 - Mega Contrast - Speakers - RF In (Terrestrial / Cable input / Satellite Input);Ex-Link (Supports RS-232C Gender);WiFi;Anynet (HDMI-CEC);RJ12 - Wi-Fi - ATSC,Clear QAM - Multi Code Remote Control | 626 | 500.8
S27D606UAN | S27D606UAN - Flat - 27Inch - 2560 x 1440 - 27Inch - 350 nits - 5Ms - 100Hz - 1000:1 - 350 nits - 16:9 - sRGB 99% - Black - 100 x 100 mm - Visual excellence that professionals demand. QHD(2560x1440) resolution and 100Hz refresh rate resolution work together to reveal hidden details through higher pixel density, while reducing lag and motion blur. Dive into intricate designs, complex diagrams and dynamic video content with a smoother workflow. | 739.99 | 591.99
HG55CU703NFXZA | HG55CU703NFXZA- Smart TV - Flat - 55Inch - 2160P - 3840 x 2160 - PurColor - 178/178 - Adaptive Sound Control - Mega Contrast - Speakers - RF In (Terrestrial / Cable input / Satellite Input);Ex-Link (Supports RS-232C Gender);WiFi;Anynet (HDMI-CEC);RJ12 - Wi-Fi - ATSC,Clear QAM - Multi Code Remote Control | 964 | 771.2
HG50CU703NFXZA | HG50CU703NFXZA - Smart TV - Flat - 50Inch - 2160P - 3840 x 2160- PurColor - 178/178 - Mega Contrast - Adaptive Sound Control - Speakers - RF In (Terrestrial / Cable input / Satellite Input);Ex-Link (Supports RS-232C Gender);WiFi;Anynet (HDMI-CEC);RJ12 - Wi-Fi - ATSC,Clear QAM - Multi Code Remote Control | 808 | 646.4
HG75CU703NFXZA | HG75CU703NFXZA - Smart TV - Crystal UHD - Flat - Crystal UHD - 75Inch - 2160P - 3840 x 2160 - PurColor - 178/178 - Mega Contrast - Adaptive Sound Control - Speakers - Wi-Fi - RF In (Terrestrial / Cable input / Satellite Input);Ex-Link (Supports RS-232C Gender);WiFi;Anynet (HDMI-CEC);RJ12 - ATSC,Clear QAM - Multi Code Remote Control | 4162 | 3329.6
HG65CU703NFXZA | HG65CU703NFXZA - Smart TV - Crystal UHD - Flat - Crystal UHD - 65Inch - 2160P - 3840 x 2160 - PurColor - 178/178 - Mega Contrast - Adaptive Sound Control - Speakers - Wi-Fi - RF In (Terrestrial / Cable input / Satellite Input);Ex-Link (Supports RS-232C Gender);WiFi;Anynet (HDMI-CEC);RJ12 - ATSC,Clear QAM - Multi Code Remote Control | 1624 | 1299.2
U32J590UQN | Samsung LU32J590UQNXZA 32inch WQUXGA LED Gaming LCD Monitor - 16:9 - Dark Blue Gray - 32inch Class - 3840 x 2160 - 1.07 Billion Colors - FreeSync - 270 Nit - 4 ms - HDMI - DisplayPort | 499.79 | 399.83
SMT-2731PV | 27 INCH AI ENABLED IP PUBLIC VIEW MONITOR (AI PVM) PIP & PBP SUPPORT,1080P (1920 X 1080 60HZ), HDMI, ETHERNET, 16:9 ASPECT RATIO, BUILT-IN SPEAKER (2X2 W), VESA MOUNTABLE (100 X 100MM / 200 X 100MM), BLACK CASING, AI FACE & OBJECT DETECTION DISPLAY FOR VI | 2500 | 2000
OH46B-S | Samsung OHB-S Series - LED Display - Flat - 1920 x 1080 - 46Inch - 3500(peak 4000) nit - 6Ms - 0.53Mm - 6000:1 - 0.53Mm - - 16:9 - 72% - Also, designed for businesses, the OH46B-S is packed with robust hardware, ensuring longevity and flexibility. | 4610 | 3688
QE98C | Samsung QEC Series - LED Backlight - Flat - 3840 x 2160 - 98Inch - 8Ms - 450NIT - 0.5622 x 0.5622 - 5000:1 - 16:9 - DCI-P3 93% - Haze 2% - 600 x 400 mm | 6500 | 5200
LH015IACCHS/GO | ALL IN ONE IAC 130 2K | 58929 | 47143.2
HG65NT678UFXZA | Samsung NT678U HG65NT678UF 65 Inch Smart LED-LCD TV - 4K UHDTV - Black - HDR10+, HLG - Direct LED Backlight - 3840 x 2160 Resolution | 1252 | 1001.6
S27D606EAN | S27D606EAN - Flat - 27Inch - 2560 x 1440 - 27Inch - 350 nits - 5Ms - 100Hz - 1000:1 - 350 nits - 16:9 - sRGB 99% - Black - 100 x 100 mm - Visual excellence that professionals demand. QHD(2560x1440) resolution and 100Hz refresh rate resolution work together to reveal hidden details through higher pixel density, while reducing lag and motion blur. Dive into intricate designs, complex diagrams and dynamic video content with a smoother workflow. | 659.99 | 527.99
S24D606UAN | S24D606UAN - Flat - 24Inch - 2560 x 1440 - 24Inch - 350 nits - 5Ms - 100Hz - 1000:1 - 350 nits - 16:9 - sRGB 99% - Black - 100 x 100 mm - Display Port, HDMI, USB Hub, USB-C, LAN - Visual excellence that professionals demand. QHD(2560x1440) resolution and 100Hz refresh rate resolution work together to reveal hidden details through higher pixel density, while reducing lag and motion blur. Dive into intricate designs, complex diagrams and dynamic video content with a smoother workflow. | 639.99 | 511.99
S24D606EAN | 24" ViewFinity S6 S60D High Resolution Monitor S24D606EAN - Flat - 2560 x 1440 - 24Inch - 5Ms - 350 cd/m2 - 100Hz - 1000:1 - 16:9 - sRGB 99% - Black - 100 x 100 mm - IPS - HDR10 - fully adjustable stand - HDMI/DP/USB Hub - TCO/EPEAT/EnergyStar, 3 years Warranty | 559.99 | 447.99
HG55TS030NFXZA | 55in QLED Smart TV, Pro:Idiom and LYNK DRM | 1482 | 1185.6
QN55QN85DBFXZA | Samsung QN85D Series - 55 inch 4K(3840 x 2160) 16:9 120 Hz 100% Color Volume NQ4 AI Gen2 Processor NeoQLED Display - Tizen Smart TV- 2.2CH 40W Speaker, Eco Sensor - Graphite Black | 1299.99 | 1039.99
QM85C | Samsung QMC Series - Flat - 85Inch - 3840 x 2160 - 500 nit - 8Ms - 0.487 x 0.487 - 4000:1 - - 16:9 - NTSC 72% - Black - 600 x 400 mm - UHD Signage with Built-in MagicInfo S10, SSSP 10.0 | 6300 | 5040
QH75C | 75" QHC Series 4K Signage Display QH75C - Flat - 3840 x 2160 - 75Inch - 8Ms - 700 nit - 0.429x0.429mm - 4000:1 - 16:9 - NTSC 72% - Non-glare - Charcoal Black - 400 x 400 mm - WiFi, Bluetooth, LAN - MANUFACTURED IN MEXICO | 4700 | 3760
QH65C | 65" QHC Series 4K Signage Display QH65C - Flat - 3840 x 2160 - 65Inch - 8Ms - 700 nit - 0.372x0.372mm - 4000:1 - 16:9 - NTSC 72% - Non-glare - Charcoal Black - 400 x 300 mm - WiFi, Bluetooth, LAN - MANUFACTURED IN MEXICO | 2700 | 2160
QH55C | QH55C - Flat - 55Inch - 3840 x 2160 - 55Inch - 8Ms - 700 nit - 0.315Mm - 4000:1 - 0.315Mm - 700 nit - 16:9 - NTSC 72% - 200 x 200 mm - HDMI, DP, USB, RS232, RS232 - Ultra Slim Depth, Even Bezel, Centred VESA Holes | 1900 | 1520
QM55C | 55-INCH COMMERCIAL 4K UHD DISPLAY, 500 NIT - MANUFACTURED IN MEXICO | 1660 | 1328
QM65C | 65-INCH COMMERCIAL 4K UHD DISPLAY, 500 NIT - MANUFACTURED IN MEXICO | 1900 | 1520
QM43C | Samsung QMC Series - Flat - 43Inch - 3840 x 2160 - 8Ms - 500 nit - 0.245 x 0.245 - 4,000:1 - 16:9 - NTSC 72% - Haze 25% - 200 x 200 mm - UHD Signage with Built-in MagicInfo S10, SSSP 10.0 | 1090 | 872
QM50C | Samsung QMC Series - LCD Monitor - Flat - 3840 x 2160 - 50Inch - 10Ms - 0.285Mm - 4000:1 - 500 nit - 16:9 - NTSC 72% - Haze 25% - 200 x 200 mm - MANUFACTURED IN MEXICO | 1480 | 1184
QM75C | Samsung QMC Series - Flat - 75Inch - 3840 x 2160 - 500 nit - 8Ms - 0.429Mm - 4000:1 - 16:9 - NTSC 72% - Haze 25% - 400 x 400 mm - UHD Signage with Built-in MagicInfo S10, SSSP 10.0 | 4300 | 3440
UN65DU8000FXZA | Samsung DU8000 Series - 65 inch 4K(3840 x 2160) 16:9 60 Hz Dynamic Crystal Color Crystal Processo LED Display - Tizen Smart TV- 2CH 20W Speaker, Eco Sensor - Black - 400 x 300 mm | 629.99 | 503.99
QB85C | Samsung QBC Series - Flat - 3840 x 2160 - 85Inch - 350 nit - 0.487 x 0.487 - 4000:1 - 16:9 - NTSC 72% - Haze 2% - 600 x 400 mm - UHD Signage with Built-in MagicInfo S10, SSSP 10.0 | 4030 | 3224
QB50C | Samsung QBC Series - LED Backlight - Flat - 50Inch - 3840 x 2160 - 350 nit - 8Ms - 0.285Mm - 4000:1 - 350 nit - 16:9 - NTSC 72% - Haze 3% - 200 x 200 mm - MANUFACTURED IN MEXICO | 1170 | 936
QB55C | Samsung QBC Series - Flat - 55Inch - 3840 x 2160 - 350 nit - 0.315 x 0.315 - 4000:1 -16:9 - NTSC 72% - Haze 2% - 200 x 200 mm - UHD Signage with Built-in MagicInfo S10, SSSP 10.0 | 1330 | 1064
QB43C | Samsung QBC Series - Flat - 43Inch - 3840 x 2160 - 350 nit - 0.245 x 0.245 - 4000:1 - 16:9 - NTSC 72% - Haze 2% - 200 x 200 mm - UHD Signage with Built-in MagicInfo S10, SSSP 10.0 | 960 | 768
QH50C | 50" QHC Series 4K Signage Display QH50C - Flat - 3840 x 2160 - 50Inch - 10Ms - 700 nit - 0.285 - 4000:1 - 16:9 - NTSC 72% - Non-glare - Charcoal Black - 200 x 200 mm - WiFi, Bluetooth, LAN - MANUFACTURED IN MEXICO | 1600 | 1280
QB75C | Samsung QBC Series - Flat - 75Inch - 3840 x 2160 - 350 nit - 0.429Mm - 16:9 - NTSC 72% - Haze 2% - 400 x 400 mm - UHD Signage with Built-in MagicInfo S10, SSSP 10.0 | 2850 | 2280
QH43C | 43" QHC Series 4K Signage Display QH43C - Flat - 3840 x 2160 - 43Inch - 8Ms - 700 nit - 0.245 x 0.245 - 4000:1 - 16:9 - NTSC 72% - Non-glare - Charcoal Black - 200 x 200 mm - WiFi, Bluetooth, LAN - MANUFACTURED IN MEXICO | 1250 | 1000
QB65C | SAMSUNG QB65C Series 65-INCH LCD Commercial Monitir 4K UHD 3840 x 2160 DISPLAY, 350 nits Brightness 4000:1 Static Contrast Ratio - MANUFACTURED IN MEXICO | 1650 | 1320
S27A804UJN | Samsung S27A804UJN 27 Inch 4K UHD LCD Monitor - 16:9 - 27 Inch Class - In-plane Switching (IPS) Technology - 3840 x 2160 | 839.99 | 671.99
WA86C | Interactive display WA86C - Flat - 3840 x 2160 - 86Inch - 8Ms - 400 nits - 0.4935Mm - 1200:1 - 16:9 - 72% - Non-glare - Charcoal Black - 800 x 600 mm - WiFi, Bluetooth, LAN | 6790 | 5432
IW008A-R | The Wall - Indoor Premium LED (P0.8) - Remote Power Option | 19898 | 15918.4
UN50DU7200FXZA | Samsung DU7200 Series - Smart TV - Flat - LED Backlight - 50Inch - 3840 x 2160 - 2160P - Motion Xcelerator - 60 Hz - PurColor - Mega Contrast - Dolby Audio - Speakers - Bluetooth,LAN,Wi-Fi - HDMI,1 x USB-A,1/1(Common Use for Terrestrial)/0 - ATSC,Clear QAM - Titan Gray - TM2240A - 2.0 Channel Surround | 329.99 | 263.99
QN65LST7TAFXZA | 3840 x 2160 - Quantum Processor 4K -Wide Viewing Angle -Anti glare - 100% Color Volume with Quantum Dot - Quantum HDR 32X - HDR10+ - Motion Rate 240 -Solid Metal Design - Bluetooth, Wi-Fi, LAN - IP56 Remote Control - TITAN BLACK | 4999.99 | 3999.99
S34A654UBN | Samsung ViewFinity S34A654UBN 34 inch UW-QHD Curved Screen LED LCD Monitor - 21:9 - Black - 34 inch Class - Vertical Alignment (VA) - 3440 x 1440 - 1.07 Billion Colors - FreeSync - 350 Nit - 5 ms - 100 Hz Refresh Rate - HDMI - DisplayPort | 1079.99 | 863.99
S27A804NMN | 27inch IPS panel, 4K/UHD 3840x2160, HDR10, 60hz, fully adj. stand, DP/HDMI/USB Hub x4, 3 yr wrty | 799.99 | 639.99
S34A654UBN | Samsung ViewFinity S34A654UBN 34 inch UW-QHD Curved Screen LED LCD Monitor - 21:9 - Black - 34 inch Class - Vertical Alignment (VA) - 3440 x 1440 - 1.07 Billion Colors - FreeSync - 350 Nit - 5 ms - 100 Hz Refresh Rate - HDMI - DisplayPort | 1079.99 | 863.99
U28R550UQN | UR550 Series 28IN U28R550UQN - 4K UHD Monitor for Business | 470.39 | 376.31
BE85D-H | Samsung BED-H Series - 85 inch 4K(3840 x 2160) 16:9 300nit 8ms Commercial TV Crystal UHD Display ,16/7- Tizen Smart TV- 2.0CH 20W Speaker, Eco Sensor - Black - Samsung Business TV App - Tizen Enterprise Platform - Crystal UHD Processor 4K | 2500 | 2000
VH55C-E | 55-inch Smart Signage Extreme Narrow Bezel Video Wall - Manufactured Vietnam | 2950 | 2360
VH55C-R | 55-inch Snart Signage Razar Narrow Bezel Video Wall - Manufactured Vietnam | 4450 | 3560
BE60D-H | Samsung BED-H Series - 60 inch 4K(3840 x 2160) 16:9 300nit 8ms Commercial TV Crystal UHD Display ,16/7- Tizen Smart TV- 2.0CH 20W Speaker, Eco Sensor - Black | 1125 | 900
QN32LS03CBFXZA | LS Series Smart TV - Flat QLED 31.5 Inch 1920 x 1080 - 1 Billion Colors - 60 Hz Anti-Reflection - Mega Contrast Xcelerator Motion - HDR10+ - 20W Speakers - Eco Sensors - Film Mode, Art Mode - Frame Design SIMPLE Stand Black | 599.99 | 479.99
BE65D-H | Samsung BED-H Series - 65 inch 4K(3840 x 2160) 16:9 300nit 8ms Commercial TV Crystal UHD Display ,16/7- Tizen Smart TV- 2.0CH 20W Speaker, Eco Sensor - Black | 1230 | 984
BE70D-H | Samsung BED-H Series - 70 inch 4K(3840 x 2160) 16:9 300nit 8ms Commercial TV Crystal UHD Display ,16/7- Tizen Smart TV- 2.0CH 20W Speaker, Eco Sensor - Black | 1450 | 1160
F-IW008J | 146inch The Wall PRO UHD Bundle | 466051 | 372840.8
BE75D-H | Samsung BED-H Series - 75 inch 4K(3840 x 2160) 16:9 300nit 8ms Commercial TV Crystal UHD Display ,16/7- Tizen Smart TV- 2.0CH 20W Speaker, Eco Sensor - Black | 1700 | 1360
QB65C-N-QEB | QEB 2024 Bundle Part | Call For Quote | Call For Quote
QB75C-N-QEB | QEB 2024 Bundle Part | Call For Quote | Call For Quote
QB55C-N-QEB | QEB 2024 Bundle Part | Call For Quote | Call For Quote
QM43C-AT | QM43C B&H Bundle | 1090 | 872
BE70DH-AT | BE70D-H B&H Bundle | 1230 | 984
BE65DH-AT | BE65D-H B&H Bundle | 1040 | 832
BE85DH-AT | BE85D-H B&H Bundle | 2020 | 1616
BE75DH-AT | BE75D-H B&H Bundle | 1370 | 1096
QM55B-T | 55-inch QMB-T Series Display, UHD, 24/7, Built-in MagicINFO S10, SSSP 10. | 3805 | 3044
QM43B-T | Samsung QMB-T Series - Flat - 3840 x 2160 - 43Inch - 43Inch - 8Ms - 500(without Glass), 400(with Glass) - 0.245Mm - 0.245Mm - 4000:1(without glass) - 500(without Glass), 400(with Glass) - 16:9 - DCI-P3 92% - Non-glare - 200 x 200 mm | 2799 | 2239.2
BE50DH-AT | BE50D-H B&H Bundle | 780 | 624
BE43DH-AT | BE43DH B&H Bundle | 590 | 472
BE55DH-AT | BE55D-H B&H Bundle | 890 | 712
HG75Q60BANF | 75inch/3840x2160/2 USB, 1 Ethernet (LAN), 1/1(Common Use for Terrestrial)/0, WIFi5 | 4483 | 3586.4
HG55Q60BANF | 55inch/3840x2160/2 USB, 1 Ethernet (LAN), 1/1(Common Use for Terrestrial)/0, WIFi5 | 1003 | 802.4
HG50Q60BANF | 50inch/3840x2160/ 2 USB, 1 Ethernet (LAN), 1 Digital Audio Out (Optical), 1/1(Common Use for Terrestrial)/0, WiFi5 | 858 | 686.4
HG43Q60BANF | 43inch/3840x2160/2 USB, 1 Ethernet (LAN), Digital Audio Out (Optical), 1/1(Common Use for Terrestrial)/0, WiFi5 | 713 | 570.4
QN55QN90DAFXZA | QN55QN90DAFXZA - LCD Monitor - Flat - 3840 x 2160 - 55Inch - 55Inch - 120 Hz - Graphite Black - 200 x 200 mm - Catch every detail in dark to bright scenes with Quantum Matrix Mini LEDs. | 1799.99 | 1439.99
UN32M4500BFXZA | Samsung 4500 UN32M4500BF 31.5 Inch Smart LED-LCD TV - HDTV - Glossy Black - LED Backlight - Netflix, Amazon Prime, YouTube, Hulu, HBO NOW, Google Play Movies & TV, AirPlay, Airplay 2, Disney+, ESPN, Spotify - 1366 x 768 Resolution | 199.99 | 159.99
IF025R-F | P2.5 Direct View LED Cabinet (L-type) | 861 | 688.8
IF025R | P2.5 Direct View LED Cabinet | 2577 | 2061.6
IF020R-EF | P2.0 Direct View LED Cabinet (L-type, Entry) | 1446 | 1156.8
IF020R-E | P2.0 Direct View LED Cabinet (Entry) | 4329 | 3463.2
IF040R-EF | P2.0 Direct View LED Cabinet (L-type, Entry) | 755 | 604
U32R590CWN | Samsung U32R590CWN 32 Inch 4K UHD Curved Screen LCD Monitor - 16:9 - Dark Blue Gray - 32 Inch Class - 3840 x 2160 - 1.07 Billion Colors - 250 Nit Typical, Minimum - 4 ms - HDMI - DisplayPort | 733.14 | 586.51
LHX10VTB480 | XPR-B 10mm Outdoor LED Single Face 4hx8w (192x96 resolution) | 15566.11 | 12452.89
OM75A | 75in Indoor High Brightness (Semi-Outdoor) Smart Signage | 13847 | 11077.6
LHX10VTB490 | Prismview XPR-B 10mm Digital Signage Display - LCD - LED - 7000 Nit | 18021.62 | 14417.3
QM98T-B | Samsung 98 inch Qm98t-b Crystal Uhd 4k Non Glare Ip5x Rated 24/7 500nit 60hz New Edge Led Intelligent Digital Signage Display | 13950 | 11160
LHX10VTB380 | XPR-B 10mm Outdoor LED Single Face 3hx8w (192x72 resolution) | 13789.37 | 11031.5
LHX10VTB390 | XPR-B 10mm Outdoor LED Single Face 3hx9w (216x72 resolution) | 15007.84 | 12006.27
LHX10VTD380 | XPR-B 10mm Outdoor LED Double Face 3hx8w (192x72 resolution) | 24090.51 | 19272.41
LHX10VTD390 | XPR-B 10mm Outdoor LED Double Face 3hx9w (216x72 resolution) | 26878.5 | 21502.8
LHX10VTB4C0 | XPR-B 10mm Outdoor LED Single Face 4hx12w (288x72 resolution) | 20848.3 | 16678.64
QN98QN90DAFXZA | Samsung QN90D Series - 98 inch 4K(3840 x 2160) 16:9 120 Hz 100% Color Volume NQ4 AI Gen2 Processor NeoQLED Display - Tizen Smart TV- 4.2.2CH 60W Speaker, Eco Sensor - Graphite Black - 600 x 400 mm | 14999.99 | 11999.99
LHX10VTB6C0 | XPR-B 10mm Outdoor LED Single Face 6hx12w (288x144 resolution) | 27997.59 | 22398.07
LHX10VTD4C0 | XPR-B 10mm Outdoor LED Double Face 4hx12w (288x72 resolution) | 38806.57 | 31045.26
F-DV130HE | 130inch with 1.5mm FHD Bundle (E-Version) | 122988 | 98390.4
LHX10VTD6C0 | XPR-B 10mm Outdoor LED Double Face 6hx12w (288x144 resolution) | 53259.9 | 42607.92
QN83S90DAEXZA | Samsung S90D Series - Smart TV - Flat - OLED 83Inch - 2160P - Motion Xcelerator - 3840 x 2160 - 120 Hz - Perceptional Color Mapping - Ultra Viewing Angle - Speakers - Bluetooth,LAN,Wi-Fi - 4 X HDMI, 2 x USB-A, 1 X Ethernet (LAN), 1 X Digital Audio Out (Optical), 1/1(Common Use for Terrestrial)/0, 1 X Ex-Link ( RS-232C ) - ATSC,Clear QAM - 12 months Warranty - Graphite Black - 2.1 Channel Surround - TM2360E | 4999.99 | 3999.99
F-DV130HR | Samsung Fine Pitch Bun - F-DV130HR - 130 Inch LCD - High Dynamic Range (HDR) - 320 x 360 - Direct View LED - 800 Nit - TAA Complia | 143401 | 114720.8
LHX10VTD480 | XPR-B 10mm Outdoor LED Double Face 4hx8w (192x96 resolution) | 28168.97 | 22535.18
QN77S90DAFXZA | Samsung S90D Series - Smart TV - QLED - Flat -77Inch - 2160P - 3840 x 2160 - Motion Xcelerator - 120 Hz - 100% Color Volume with Quantum Dot - Ultra Viewing Angle - Ultra Viewing Angle - Speakers - 4 X HDMI, 2 x USB-A, 1 X Ethernet (LAN), 1 X Digital Audio Out (Optical), 1/1(Common Use for Terrestrial)/0, 1 X Ex-Link ( RS-232C ) - Bluetooth,LAN,Wi-Fi - 12 months Warranty - ATSC,Clear QAM - Graphite Black - 2.1 Channel Surround - TM2360E | 3299.99 | 2639.99
F-DV109JE | 109inch with 1.2mm FHD Bundle (E-version) | 141968 | 113574.4
LHX10VTD490 | Prismview XPR-B 10mm Digital Signage Display - LCD - LED - 7000 Nit | 31144.09 | 24915.27
QN55S90DAFXZA | Samsung S90D Series - Smart TV - OLED - Flat - 54.6Inch - 2160P - 3840 x 2160 - Motion Xcelerator - 120 Hz - Perceptional Color Mapping - Ultra Viewing Angle - Speakers - Bluetooth,LAN,Wi-Fi - 4 x HDMI, 2 x USB-A, 1 x Ethernet (LAN), 1 x Digital Audio Out, 1/1(Common Use for Terrestrial)/0 - ATSC,Clear QAM - 12 months Warranty - Graphite Black - 2.1 Channel Surround - TM2360E | 1799.99 | 1439.99
F-DV109JR | 109inch with 1.2mm FHD Bundle | 157314 | 125851.2
LHX16TTB480 | XPR-B 16mm Outdoor LED Single Face 4hx8w (120x60 resolution) | 14518.87 | 11615.1
QN55LS03DAFXZA | Samsung LS03D series - 55 inch 4K(3840 x 2160) 16:9 60 Hz 100% Color Volume with Quantum Processor 4K QLED Display - Tizen Smart TV- 2CH 40W Speaker, Eco Sensor - Black- 200 x 200 mm; - ATSC,Clear QAM - Black - TM2361E - 2.0.2 Channel Surround,Dolby Atmos | 1499.99 | 1199.99
LHX16TTB490 | Prismview XPR-B 16mm Digital Signage Display - LCD - LED - 7500 Nit | 15955.54 | 12764.43
QN65LS03DAFXZA | Samsung LS03D series - 65 inch 4K(3840 x 2160) 16:9 60 Hz 100% Color Volume with Quantum Processor 4K QLED Display - Tizen Smart TV- 2CH 40W Speaker, Eco Sensor - Black- 400 x 300 mm; - ATSC,Clear QAM - Black - TM2361E - 2.0.2 Channel Surround,Dolby Atmos | 1999.99 | 1599.99
LHX16TTB380 | XPR-B 16mm Outdoor LED Single Face 3hx8w (120x45 resolution) | 13087.31 | 10469.85
LHX16TTB390 | XPR-B 16mm Outdoor LED Single Face 3hx9w (135x45 resolution) | 14339.43 | 11471.54
LHX16TTD380 | XPR-B 16mm Outdoor LED Double Face 3hx8w (120x45 resolution) | 23161.2 | 18528.96
LHX16TTD390 | XPR-B 16mm Outdoor LED Double Face 3hx9w (135x45 resolution) | 25706.94 | 20565.55
LHX16TTB4C0 | XPR-B 16mm Outdoor LED Single Face 4hx12w (180x45 resolution) | 19189.4 | 15351.52
LHX16TTB6C0 | XPR-B 16mm Outdoor LED Single Face 6hx12w (180x90 resolution) | 25678.59 | 20542.87
LHX16TTD4C0 | XPR-B 16mm Outdoor LED Double Face 4hx12w (180x45 resolution) | 35437.27 | 28349.82
LHX16TTD6C0 | XPR-B 16mm Outdoor LED Double Face 6hx12w (180x90 resolution) | 48452.37 | 38761.9
LHX16TTD480 | XPR-B 16mm Outdoor LED Double Face 4hx8w (120x60 resolution) | 25986.95 | 20789.56
LHX16TTD490 | Prismview XPR-B 16mm Digital Signage Display - LCD - LED - 7500 Nit | 28887.61 | 23110.09
QN98Q80CAFXZA | 98inch - qled - 3840x2160 - 120hz | 5999.99 | 4799.99
S32B804PXN | Samsung ViewFinity S32B804PXN 32 inch 4K UHD LCD Monitor - 16:9 - Black - 32 inch Class - In-plane Switching (IPS) Technology - 3840 x 2160 - 1.07 Billion Colors - 400 Nit - 5 ms - 60 Hz Refresh Rate - HDMI - DisplayPort - USB Hub | 1359.99 | 1087.99
S24C332GAN | 24INCH/1920X1080/1MS/250CD/ | 279.99 | 223.99
S27C332GAN | S27C332GAN - Flat - 27Inch - 1920 x 1080 - 27Inch - 250 nits - 1Ms - 100Hz - 1000:1 - 250 nits - 16:9 - 72% (CIE 1931) NTSC 1976 - Black - 75 x 75 mm - Experience gorgeous colors across the entire display with the IPS panel. Colors remain bright and clear across the screen, even when you change viewing angles. Tones and shades are represented consistently and beautifully with less color shift. | 339.99 | 271.99
QE85T | Samsung QE85T Digital Signage Display - 85 inch LCD - ARM Cortex A72 1.70 GHz - 2 GB LPDDR4 - 3840 x 2160 - Direct LED - 300 Nit - 2160p - HDMI - USB - SerialEthernet - Tizen 4.0, VDLinux | 3700 | 2960
QN85LST7CAFXZA | Samsung LST7C series - Smart TV- Flat - QLED- Television / Diagonal Size: 84.5 - 2160P - 3840 x 2160 - Motion Xcelerator - 120 Hz - 100% - Wide Viewing Angle - Adaptive Sound Control - Speakers - Bluetooth,LAN,Wi-Fi - 3 x HDMI, 1 x USB, 1 x Ethernet (LAN), 1 x Digital Audio Out (Optical), Ex-Link ( RS-232C )X1 - ATSC - Titan Black - 2.0 Channel Surround,Dolby Atmos - TM2365E | 9999.99 | 7999.99
QN75Q80DAFXZA | Samsung Q80D Series - 75 inch 4K(3840 x 2160) 16:9 120 Hz 100% Color Volume with Quantum Dot NQ4 AI Gen2 Processor QLED Display - Tizen Smart TV- 2.2CH 40W Speaker, Eco Sensor - Titan Black- 400 x 400 mm | 1999.99 | 1599.99
QN85LST9CAFXZA | Samsung LST9C series - Smart TV - QLED - Flat - Television / Diagonal Size: 84.5 - 2160P - Motion Xcelerator - 3840 x 2160 - 120 Hz - 100% - Wide Viewing Angle - Adaptive Sound Control - Speakers - Bluetooth,LAN,Wi-Fi - 3 x HDMI, 1 x USB, 1 x Ethernet (LAN), 1 x Digital Audio Out (Optical), Ex-Link ( RS-232C )X1 - ATSC - Titan Black - Dolby Atmos - TM2365E | 19999.99 | 15999.99
WA75C | 75 INCH ALL-IN-ONE DIGITAL ANDROID BASED INTERACTIVE DISPLAY | 4980 | 3984
QB75C-N | Samsung QBC-N Series - LCD Display - Flat - 75Inch - 3840 x 2160 - 75Inch - 350nit - 8Ms - 75 Hz - 0.429Mm - 4000:1 - 0.429Mm - 350nit - 16:9 - NTSC 72% - Matte - 400 x 400 mm | 3400 | 2720
SMT-1030PV | 10IN IP public view monitor,1080p (1920x1080), HDMI, VGA, Ethernet, 16:9 aspect ratio, Built-in speaker (2x2 W), VESA mountable (75 x 75mm), black casing, face detection display for visual deterrent, 2MP IP camera built-in | 1000 | 800
QB65C-N | QB65C-N - LCD Display - Flat - 3840 x 2160 - 65Inch - 65Inch - 8Ms - 350nit - 75 Hz - 0.372 x 0.372 - 0.372 x 0.372 - 4000:1 - 350nit - 16:9 - NTSC 72% - Matte - 400 x 300 mm | 2000 | 1600
QB55C-N | QB55C-N - LCD Display - Flat - 55Inch - 3840 x 2160 - 55Inch - 8Ms - 350nit - 75 Hz - 0.315 x 0.315 - 4000:1 - 0.315 x 0.315 - 350nit - 16:9 - NTSC 72% - Matte - 200 x 200 mm | 1650 | 1320
S27B804PXN | Samsung ViewFinity S27B804PXN 27 inch 4K UHD LCD Monitor - 16:9 - Black - 27 inch Class - In-plane Switching (IPS) Technology - 3840 x 2160 - 1.07 Billion Colors - 400 Nit - 5 ms - 60 Hz Refresh Rate - HDMI - DisplayPort - USB Hub | 1139.99 | 911.99
QN43QN90DAFXZA | Samsung QN90D Series - 43 inch 4K(3840 x 2160) 16:9 120 Hz 100% Color Volume NQ4 AI Gen2 Processor NeoQLED Display - Tizen Smart TV- 4.2.2CH 60W Speaker, Eco Sensor - Graphite Black - 200 x 200 mm | 1299.99 | 1039.99
QN65QN90DAFXZA | Samsung QN90D Series - 65 inch 4K(3840 x 2160) 16:9 120 Hz 100% Color Volume NQ4 AI Gen2 Processor NeoQLED Display - Tizen Smart TV- 4.2.2CH 60W Speaker, Eco Sensor - Graphite Black - 400 x 300 mm | 2299.99 | 1839.99
QN75Q60DAFXZA | Samsung Q60D Series - 75 inch 4K(3840 x 2160) 16:9 60 Hz 100% Color Volume with Quantum Dot Quantum Processor Lite 4K QLED Display - Tizen Smart TV- 2CH 20W Speaker, Eco Sensor - Black- 400 x 400 mm | 1199.99 | 959.99
SUB-IAB 146 4K | The Wall All-in-One IAB 146 4K | 280256 | 224204.8
IE015R | New IER Fine Pitch Indoor Direct View LED Cabinet (P1.5) | 5336 | 4268.8
IE020R | New IER Fine Pitch Indoor Direct View LED Cabinet (P2.0) | 3466 | 2772.8
IE009C | P0.9 Entry LED IEC | 4800 | 3840
IE015R-F | NEW IER-F (L-type) LED Cabinet (P1.5) | 1764 | 1411.2
IE012C | P1.2 Entry LED IEC | 2500 | 2000
IE020R-F | NEW IER-F (L-type) LED Cabinet (P2.0) | 1155 | 924
IE015C | P1.5 Entry LED IEC | 1800 | 1440
QN75LST7TAFXZA | 75LST7T, Smart TV, Flat, QLED, 2160P, 75Inch, 3840 x 2160, Wide Viewing Angle, Wi-Fi, LAN, Bluetooth | 6499.99 | 5199.99
SMT-3215 | 32in FHD Monitor - SMT-3215 - LED Display - Flat - 31.5Inch - 1920 x 1080 - 20Ms - 300 cd/m2 - 60 Hz - 3200:1 (Min) 4000:1 (Typ) - 16:9 - Black - 100 x 100 mm | 1600 | 1280
UN85DU8000FXZA | Samsung DU8000 Series - 85 inch 4K(3840 x 2160) 16:9 120 Hz Dynamic Crystal Color Crystal Processo LED Display - Tizen Smart TV- 2CH 20W Speaker, Eco Sensor - Black - 600 x 400 mm | 1499.99 | 1199.99
HG65CU708NF | HCU708(Smart B-LAN) 65 inch Hospitality TV - Tizen 7.0 - TEP API, LYNK Cloud, Pro:Idiom SW | 1288 | 1030.4
S32B304NWN | Samsung Essential S32B304NWN 32 inch Full HD LCD Monitor - 16:9 - 32 inch (812.80 mm) Class - Vertical Alignment (VA) - 1920 x 1080 - 16.7 Million Colors - FreeSync - 250 cd/m - 8 ms - 75 Hz Refresh Rate - HDMI - DisplayPort | 399.99 | 319.99
HG55CU700NFXZA | Crystal UHD CU7700 - LED - TV - LED Backlight - Flat - LED Backlight - 55Inch - 2160P - 3840 x 2160 - 55Inch - 2160P - 3840 x 2160 - 60 Hz - 178/178 - 178/178 - Mega Contrast - 2 x 20W - 2 x 20W - LAN,Wi-Fi - 2 USB, 1 ETHERNET (LAN), 1/1(COMMON USE FORTERRESTRIAL)/0 - ATSC,Clear QAM - TM2140A | 742 | 593.6
HG65CU700NFXZA | HCU700 - LED - TV - Flat - 65Inch - 2160P - 3840 x 2160 - 2160P - 65Inch - 3840 x 2160 - 60 Hz - 178/178 - 178/178 - Mega Contrast - Adaptive Sound Control - Speakers - Speakers - LAN,Wi-Fi - 2 USB, 1 ETHERNET (LAN), 1/1(COMMON USE FORTERRESTRIAL)/0,Headphone,RJ12 - ATSC,Clear QAM - Black | 1160 | 928
HG43CU700NFXZA | HG43CU700NFXZA - Crystal UHD - Flat - Crystal UHD - 43Inch - 2160P - 3840 x 2160 - 60 Hz - PurColor - 178/178 - Adaptive Sound Control - Mega Contrast - Speakers - RF In (Terrestrial / Cable input / Satellite Input);Ex-Link (Supports RS-232C Gender);WiFi;Anynet (HDMI-CEC);RJ12;Headphone ID - Wi-Fi,LAN - ATSC,Clear QAM - Black - Multi Code Remote Control | 498 | 398.4
HG75CU700NFXZA | HCU700 - LED - TV - Flat - 75Inch - 2160P - 3840 x 2160 - 2160P - 75Inch - 3840 x 2160 - 60 Hz - 178/178 - 178/178 - Adaptive Sound Control - Mega Contrast - Speakers - Speakers - 2 USB, 1 ETHERNET (LAN), 1/1(COMMON USE FORTERRESTRIAL)/0,Headphone,RJ12 - LAN,Wi-Fi - ATSC,Clear QAM - Black | 1640 | 1312
HG50CU708NF | HG43CU708NF - Crystal UHD - Flat - Crystal UHD - 50Inch - 2160P - 3840 x 2160 - 178/178 - Mega Contrast - Adaptive Sound Control - Speakers - Wi-Fi,LAN - RF In (Terrestrial / Cable input / Satellite Input);Ex-Link (Supports RS-232C Gender);Anynet (HDMI-CEC);RJ12 - Black - Multi Code Remote Control | 661 | 528.8
HG50CU700NFXZA | HG50CU700NFXZA - Crystal UHD - Flat - Crystal UHD - 50Inch - 2160P - 3840 x 2160 - 60 Hz - PurColor - 178/178 - Mega Contrast - Adaptive Sound Contro- Speakers - LAN,Wi-Fi - RF In (Terrestrial / Cable input / Satellite Input);Ex-Link (Supports RS-232C Gender);WiFi;Anynet (HDMI-CEC);RJ12;Headphone ID - ATSC,Clear QAM - Multi Code Remote Control | 572 | 457.6
UN70DU7200FXZA | Samsung DU7200 Series - 70 inch 4K(3840 x 2160) 16:9 60 Hz PurColor Crystal Processo LED Display - Tizen Smart TV- 2CH 20W Speaker, Eco Sensor - Titan Gray - 400 x 400 mm | 589.99 | 471.99
HG55CU708NF | HG43CU708NF - Crystal UHD - Flat - Crystal UHD - Television / Diagonal Size: 55 - 2160P - 3840 x 2160 - 178/178 - Mega Contrast - Adaptive Sound Control - Speakers - RF In (Terrestrial / Cable input / Satellite Input);Ex-Link (Supports RS-232C Gender);Anynet (HDMI-CEC);RJ12 - LAN,Wi-Fi - Black - Multi Code Remote Control | 848 | 678.4
SMT-3240 | 32IN LED MONITOR, UHD (3840X2160 60HZ), HDMI, DP, 16:9 ASPECT RATIO, BUILT-IN SPEAKER (2W X 2), VESA DPM COMPATIBLE (100X100MM) | 1880 | 1504
HG43CU708NF | HG43CU708NF - Crystal UHD - Flat - Crystal UHD - 43Inch - 3840 x 2160 - 178/178 - Mega Contrast - Adaptive Sound Control - Speakers - LAN,Wi-Fi - RF In (Terrestrial / Cable input / Satellite Input);Ex-Link (Supports RS-232C Gender);Anynet (HDMI-CEC);RJ12 - Black - Multi Code Remote Control | 607 | 485.6
QB85C-N | 85-INCH COMMERCIAL 4K UHD LED LCD DISPLAY (NO WI-FI) | 4600 | 3680
TC191W | Samsung Cloud Display TC TC191W All-in-One Thin Client - AMD C-Series Dual-core (2 Core) 1 GHz - Black - 2 GB RAM DDR3 SDRAM - 8 GB Flash - AMD Radeon HD6290 - Gigabit Ethernet - Windows Embedded Standard 7 32-bit - 19inch Active Matrix TFT LCD SXGA - 128 | 805 | 644
OM46B | Samsung OMB Series - LCD Display - Flat - 1920 x 1080 - 46Inch - 4000 nit - 0.53Mm - 6000:1 - 72% - 400 x 400 mm - Cable guide and embedded Wi-Fi provide clean, organized look and allow for content and firmware updates without the need for additional messy cables. | 3077 | 2461.6
OM55B | 55in Indoor High Brightness (Semi-Outdoor) Smart Signage | 4308 | 3446.4
QP85A-8K | Samsung QP85A-8K Digital Signage Display - 85 Inch LCD - ARM Cortex A76 1.66 GHz - 5 GB DDR4 SDRAM - 7680 x 4320 - Neo QLED - 2000 Nit - 4320p - HDMI - USB - Serial - Wireless LAN - Ethernet - Tizen 6.0 | 12500 | 10000
CY-08VTB380 | XPR-B 8mm Outdoor LED Single Face 3hx8w (240x90 resolution) | 12901 | 10320.8
CY-08VTB390 | XPR-B 8mm Outdoor LED Single Face 3hx9w (270x90 resolution) | 14192 | 11353.6
CY-08VTB490 | XPR-B 8mm Outdoor LED Single Face 4hx9w (270x90 resolution) | 16429 | 13143.2
UN43DU8000FXZA | DU8000 - LED - TV - Crystal UHD - LED Backlight - Flat - Crystal UHD - LED Backlight - 43Inch - 2160P - 3840 x 2160 - 2160P - 43Inch - 3840 x 2160 - Motion Xcelerator - 60 Hz - Mega Contrast - Adaptive Sound Control - Speakers - Speakers - HDMI,HDMI Audio Return Channel,USB,Ethernet (LAN),RF In (Terrestrial / Cable input / Satellite Input),WiFi,Bluetooth,Anynet+ (HDMI-CEC),HDMI Maximum Input Rate - Bluetooth,LAN,Wi-Fi - ATSC,Clear QAM - Black - IP Control - 3D Sound | 379.99 | 303.99
SMT-3211PVM-PIP | 32 IP public view monitor,1080p(1920x1080),HDMI,VGA,ethernet,16:9 aspect ratio,Built-in speaker(2x2 W),VESA mountable(100x100mm /200x100mm),black casing,face detection display for visual deterrent,PIP | 4150 | 3320
CY-08VTB4C0 | XPR-B 8mm Outdoor LED Single Face 4hx12w (360x90 resolution) | 20126 | 16100.8
SMT-3211PVM | 32 IP public view monitor,1080p(1920x1080),HDMI,VGA,ethernet,16:9 aspect ratio,Built-in speaker(2x2 W),VESA mountable(100x100mm /200x100mm),black casing,face detection display for visual deterrent | 3499 | 2799.2
CY-08VTD390 | XPR-B 8mm Outdoor LED Double Face 3hx9w (270x90 resolution) | 25114 | 20091.2
OM55N-DS | New Product Announcement 55in Double-Sided Indoor High Brightness (Semi-Outdoor) Smart Signage. 55inch/1920x1080/3,000/1,000nit/6ms | 6924 | 5539.2
CY-08VTD490 | XPR-B 8mm Outdoor LED Double Face 4hx9w (270x90 resolution) | 29587 | 23669.6
CY-08VTD4C0 | XPR-B 8mm Outdoor LED Double Face 4hx12w (360x90 resolution) | 37327 | 29861.6
CY-10VTB380 | XPR-B 10mm Outdoor LED Single Face 3hx8w (192x72 resolution) | 12472 | 9977.6
CY-10VTB390 | XPR-B 10mm Outdoor LED Single Face 3hx9w (216x72 resolution) | 13848 | 11078.4
WM75B | FLIP 75 inch All-in-One Digital Flipchart Collaborative Display - Manufactured Vietnam | 4000 | 3200
CY-10VTB490 | XPR-B 10mm Outdoor LED Single Face 4hx9w (216x72 resolution) | 15912 | 12729.6
WM85B | FLIP 85 inch All-in-One Digital Flipchart Collaborative Display - Manufactured in Vietnam - Samsung WMB Series - LED Backlight - Flat - 3840 x 2160 - 85Inch - 8Ms - 0.4875Mm - 16:9 - 72% - Haze 2% - 600 x 400 mm | 5931 | 4744.8
CY-10VTB4C0 | XPR-B 10mm Outdoor LED Single Face 4hx12w (288x72 resolution) | 19525 | 15620
CY-10VTD380 | XPR-B 10mm Outdoor LED Double Face 3hx8w (192x72 resolution) | 21846 | 17476.8
CY-10VTD390 | XPR-B 10mm Outdoor LED Double Face 3hx9w (216x72 resolution) | 24426 | 19540.8
CY-10VTD490 | XPR-B 10mm Outdoor LED Double Face 4hx9w (216x72 resolution) | 28642 | 22913.6
CY-10VTD4C0 | XPR-B 10mm Outdoor LED Double Face 4hx12w (288x72 resolution) | 36123 | 28898.4
CY-16TTB380 | XPR-B 16mm Outdoor LED Single Face 3hx8w (120x45 resolution) | 11353 | 9082.4
CY-16TTB390 | XPR-B 16mm Outdoor LED Single Face 3hx9w (135x45 resolution) | 12300 | 9840
CY-16TTB490 | XPR-B 16mm Outdoor LED Single Face 4hx9w (135x45 resolution) | 14105 | 11284
CY-16TTB4C0 | XPR-B 16mm Outdoor LED Single Face 4hx12w (180x45 resolution) | 17202 | 13761.6
CY-16TTD380 | XPR-B 16mm Outdoor LED Double Face 3hx8w (120x45 resolution) | 19438 | 15550.4
CY-16TTD390 | XPR-B 16mm Outdoor LED Double Face 3hx9w (135x45 resolution) | 21589 | 17271.2
CY-16TTD490 | XPR-B 16mm Outdoor LED Double Face 4hx9w (216x72 resolution) | 24426 | 19540.8
CY-16TTD4C0 | XPR-B 16mm Outdoor LED Double Face 4hx12w (180x45 resolution) | 31479 | 25183.2
CY-08VTD380 | XPR-B 8mm Outdoor LED Double Face 3hx8w (240x90 resolution) | 22534 | 18027.2
WM65B | FLIP PRO 65in All-in-One Digital Flipchart Collaborative Display - Manufactured Vietna - Samsung WMB Series - LED Backlight - Flat - 3840 x 2160 - 65Inch - 0.372Mm - 16:9 - 72% - Haze 2% - 400 x 400 mm | 3198 | 2558.4
SMT-2212 | 22IN LED Monitor, Full HD, 1080p (1920x1080), HDMI, VGA, 16:9 aspect ratio, VESA DPM Compatible (100x100mm) | 450 | 360
WM55B | FLIP PRO 55in All-in-One Digital Flipchart Collaborative Display - Manufactured Vietna - Samsung WMB Series - LED Backlight - Flat - 3840 x 2160 - 55Inch - 8Ms - 0.315 x 0.315 - 16:9 - 72% - Haze 2% - 400 x 400 mm | 2706 | 2164.8
SMT-2431 | 24IN LED Monitor, Full HD, 1080p (1920x1080), HDMI, VGA, 16:9 aspect ratio, VESA DPM Compatible (100x100mm) | 990 | 792
OH24B | Samsung OH24B Digital Signage Display/Appliance - 24 inch LCD - ARM Cortex A72 1.70 GHz - 1920 x 1080 - 1500 Nit - 1080p - HDMI - USB - SerialEthernet - Tizen 6.5 - Black | Call For Quote | Call For Quote
VH55R-R | Samsung VH55R-R - Razor Thin Video Wall Display for Business - 55 Inch LCD - 1920 x 1080 - LED - 700 Nit - 1080p - HDMI - USB - DVI - SerialEthernet | 5231 | 4184.8
QB13R-M | 13-INCH EDGE LED FHD DISPLAY, 500 NIT - MANUFACTURED IN VIETNAM | 570 | 456
UN85DU7200FXZA | Samsung DU7200 Series - 85 inch 4K(3840 x 2160) 16:9 60 Hz PurColor Crystal Processo LED Display - Tizen Smart TV- 2CH 20W Speaker, Eco Sensor - Titan Gray - 600 x 400 mm | 1099.99 | 879.99
S34C654TAN | S34C654TAN - Curved - 34Inch - 3440 x 1440 - 34Inch - 350 nits - 5Ms - 100Hz - 3000:1 - 350 nits - 21:9 - sRGB 115% - Warm White - 100 x 100 mm - Immerse yourself in games, movies or design projects. A 34" 1000R curved display surrounds you with a 21:9 aspect ratio. The curve closely matches the human field of sight, so you can maximize your screen real estate and reach new levels of productivity with less eye strain | 1399.99 | 1119.99
BH55T | 55-inch Pro TV - Terrace Edition Standalone Outdoor Display, QLED, 1500nit, 16/7 Manufactured in Mexico | 3999 | 3199.2
S34C654VAN | SAMSUNG S34C654VAN 34 INCH, CURVED, WQHD 3440 x 1440, 100HZ, Display port / HDMI, KVM, SPEAKER, WEBCAM, FULLYADJUSTABLE STAND, 3 YEAR WARRANTY | 1319.99 | 1055.99
S34C654UAN | Samsung S65UC Series - LCD Monitor - Curved - 34Inch - 3440 x 1440 - 34Inch - 5Ms - 350 cd/m2 - 100Hz - 3000:01:00 - 350 cd/m2 - 21:9 - sRGB 115% - Black - 100 x 100 mm - Display Port/HDMI - 3 Year Warranty | 1179.99 | 943.99
C27F390FHN | Samsung C27F390 27inch Full HD Curved Screen LED LCD Monitor - 16:9 - High Glossy Black - TAA Compliant - 27inch Class - 1920 x 1080 - 16.7 Million Colors - FreeSync - 250 Nit - 4 ms - HDMI - VGA | 319.99 | 255.99
BH65T | 65-inch Pro TV - Terrace Edition Standalone Outdoor Display, QLED, 1500nit, 16/7 Manufactured in Mexico | 5499 | 4399.2
QB13R-TM | 13-INCH EDGE LED FHD TOUCH DISPLAY, 500 NIT - MANUFACTURED IN VIETNAM | 960 | 768
UN43DU7200FXZA | Samsung DU7200 Series - 43 inch 4K(3840 x 2160) 16:9 60 Hz PurColor Crystal Processo LED Display - Tizen Smart TV- 2CH 20W Speaker, Eco Sensor - Titan Gray - 200 x 200 mm | 269.99 | 215.99
UN65CU7000FXZA | 65inch - led - 3840x2160 - 60hz | 479.99 | 383.99
UN50DU8000FXZA | Samsung DU8000 Series - 50 inch 4K(3840 x 2160) 16:9 60 Hz Dynamic Crystal Color Crystal Processo LED Display - Tizen Smart TV- 2CH 20W Speaker, Eco Sensor - Black - 200 x 200 mm | 429.99 | 343.99
F32TU874VN | Samsung F32TU874VN 31.5 Inch 4K UHD LCD Monitor - 16:9 - Dark Blue Gray - 32 Inch Class - Vertical Alignment (VA) - 3840 x 2160 - 1 Billion Colors - 250 Nit - 5 ms - 60 Hz Refresh Rate - HDMI - DisplayPort - USB Hub | 1139.99 | 911.99
IW008A-GO | The Wall (P0.8) | 18254 | 14603.2
BH75T | 75-inch Pro TV - Terrace Edition Standalone Outdoor Display, QLED, 1500nit, 16/7 Manufactured in Mexico | 6999 | 5599.2
QN55LST7TAFXZA | QN55LS03BAFXZA, Smart TV, Flat, QLED, 2160P, 55Inch, 3840 x 2160, Wide Viewing Angle, Wi-Fi,LAN,Bluetooth, | 3499.99 | 2799.99
UN40N5200AFXZA | 40IN Class HD TV N5200 (2020) - Slim Edge Mold - LED TV - Full HD - LED Backlight - Flat - No Touch Screen - LED Backlight - 39.5Inch - 1080P - 1920 x 1080 - Speakers - LAN - USB, HDMI , Ethernet , - ATSC,Clear QAM - Black - TM1240A | 249.99 | 199.99
QN65S90DAFXZA | Samsung S90D Series - 65 inch 4K(3840 x 2160) 16:9 120 Hz(Up to 144Hz) Perceptional Color Mapping with NQ4 AI Gen2 Processor OLED Display - Tizen Smart TV- 2.1CH 40W Speaker, Eco Sensor - Graphite Black- 300 x 200 mm | 2199.99 | 1759.99
QB24C-T | Samsung QBC-T Series - LCD Display - Flat - 23.8Inch - 1920 x 1080 - 23.8Inch - 250nit - 14Ms - 75 Hz - 0.2475Mm - 1000:1 - 0.2475Mm - 250nit - 16:9 - NTSC 72% - Haze 10% - Black - 100 x 100 mm | 1050 | 840
QB24C | 24-INCH COMMERCIAL UHD LED LCD DISPLAY, 250 NIT - MANUFACTURED IN VIETNAM | 595 | 476
UN55DU7200FXZA | Samsung DU7200 Series - 55 inch 4K(3840 x 2160) 16:9 60 Hz PurColor Crystal Processo LED Display - Tizen Smart TV- 2CH 20W Speaker, Eco Sensor - Titan Gray - 200 x 200 mm | 379.99 | 303.99
IAC 130 2K | ALL IN ONE IAC 130 2K | 45477 | 36381.6
QN77S95DAFXZA | Samsung S95D Series - 77 inch 4K(3840 x 2160) 16:9 120 Hz Perceptional Color Mapping NQ4 AI Gen2 Processor OLED Display - Tizen Smart TV- 4.2.2CH 70W Speaker, Eco Sensor - Graphite Black - 400 x 400 mm | 4399.99 | 3519.99
QN85Q80DAFXZA | Samsung Q80D Series - 85 inch 4K(3840 x 2160) 16:9 120 Hz 100% Color Volume with Quantum Dot NQ4 AI Gen2 Processor QLED Display - Tizen Smart TV- 2.2CH 40W Speaker, Eco Sensor - Titan Black- 600 x 400 mm | 2799.99 | 2239.99
QN65S95DAFXZA | Samsung S95D Series - 65 inch 4K(3840 x 2160) 16:9 120 Hz Perceptional Color Mapping NQ4 AI Gen2 Processor OLED Display - Tizen Smart TV- 4.2.2CH 70W Speaker, Eco Sensor - Graphite Black - 400 x 300 mm | 3099.99 | 2479.99
QN55S95DAFXZA | Samsung S95D Series - 55 inch 4K(3840 x 2160) 16:9 120 Hz Perceptional Color Mapping NQ4 AI Gen2 Processor OLED Display - Tizen Smart TV- 4.2.2CH 70W Speaker, Eco Sensor - Graphite Black - 400 x 300 mm | 2399.99 | 1919.99
F27T450FQN | Samsung F27T450FQN 27 Inch Full HD LCD Monitor - 16:9 - Black - 27 Inch Class - In-plane Switching (IPS) Technology - 1920 x 1080 - 16.7 Million Colors - FreeSync - 250 Nit Typical, Minimum - 5 ms - 75 Hz Refresh Rate - HDMI - DisplayPort - USB Hub | 379.99 | 303.99
F24T374FWN | 24inch, FHD, IPS, Panel, 1920x1080, 16:9, HDMI/DP/USB Hub, tilt stand, 3 yr wrty | 309.99 | 247.99
S49C954UAN | SAMSUNG 49IN, 1000R CURVED, 32:9, VA PANEL, 240 HZ, 5120 x 1440, FULLY ADJUSTABLE STAND, HDMI/Dispaly prot / USB type-C / LAN/USB HUB, SPEAKER, FREESYNC, 3 Years Warranty | 2399.99 | 1919.99
S57CG952NN | 57IN ODYSSEY NEO G9 DUAL 4K UHD (7680X2160) QUANTUM MINI-LED 240HZ 1MS HDR 1000 CURVED GAMING MONITOR, 32:9, VA PANEL, FULLY ADJUSTABLE STAND, HDMI/DP/USB HUB,FREESYNC PREMIUM PRO, FRONT BLACK REAR WHITE, 1 YEAR WARRANTY | 4599.99 | 3679.99
UN32N5300AFXZA | Samsung 5300 UN32N5300AF 31.5inch Smart LED-LCD TV - HDTV - Glossy Black - LED Backlight - AirPlay, Airplay 2, Amazon Prime, Disney+, ESPN, Google Play Movies & TV, Netflix, Spotify, VUDU, YouTube - 1920 x 1080 Resolution | 229.99 | 183.99
VH55B-E | LFD Video Wall 55-inch Extreme-Narrow Bezel Commercial LED LCD Display Manufactured in Vietnam - Samsung VHB-E Series - LCD Display - Flat - 1920 x 1080 - 55Inch - 700 nits - 0.63 x 0.63 - 1000:1 - 16:9 - 72% - Haze 28% - 600 x 400 mm | 3385 | 2708
OH85N-D | OHN-D Series 85 Dual-Sided Outdoor Display (Kit-Type) | 78475 | 62780
IL025E | IL025E/Fine Pitch Indoor Direct View LED Cabinet (P2.5) 100 trillion colors | 8049 | 6439.2
QN55Q80DAFXZA | Samsung Q80D Series - 55 inch 4K(3840 x 2160) 16:9 120 Hz 100% Color Volume with Quantum Dot NQ4 AI Gen2 Processor QLED Display - Tizen Smart TV- 2.2CH 40W Speaker, Eco Sensor - Titan Black- 200 x 200 mm | 1199.99 | 959.99
UN65DU7200FXZA | DU7200 - Smart TV - LED Backlight - Flat - LED Backlight - 65Inch - 3840 x 2160 - Motion Xcelerator - 60 Hz - PurColor - No Touch Screen - Mega Contrast - Speakers - 3 x HDMI, 1 x USB-A, 1 x Ethernet (LAN), 1/1(Common Use for Terrestrial)/0 - Bluetooth,LAN,Wi-Fi - ATSC,Clear QAM - Titan Gray - Dolby Atmos - TM2240A | 469.99 | 375.99
SMT-3231PV | SMT-3231PV - 32in (31.55in) AI Enabled IP public view monitor (AI PVM) PIP & PBP support,1080p (1920 x 1080 60Hz), HDMI, Ethernet, 16:9 aspect ratio, Built-in speaker (2x2 W), VESA mountable (100 x 100mm / 200 x 100mm), black casing, AI face & Object detection. Display for visual deterrent, customizable text overlay with pre-configured recording in progress OSD 2MP IP camera built-in, 3.06mm fixed lens, (107.7ft H and 59.0V), 120dB WDR, H.265/H.264/MJPEG, slide show & live video, micro SD/SDHC/SDXC, bi-directional audio, hallway view mode, portrait and landscape display support, HPoE 802.3bt, DC 24V. Power adapter not included | 2950 | 2360
XPRB16DF0409 | XPR-B 16mm Outdoor LED Double Face 4hx9w (216x72 resolution) | 24426 | 19540.8
XPRB16DF0612 | XPR-B 16mm Outdoor LED Double Face 6hx12w (180x90 resolution) | 37844 | 30275.2
820DXN-2 | 1920 x 1080 - 2,000:1 - 600 cd/m2 - LAN - D-sub, DVI-D In/Out, VCR, HDMI, RS232C In/Out, BNC In/Out, PC Audio In, Audio In(L/R), Audio Out (L/R), With Network Model : USB, LAN | 67691 | 54152.8
XPRB16DF0309 | XPR-B 16mm Outdoor LED Double Face 3hx9w (135x45 resolution) | 21589 | 17271.2
XPRB16DF0408 | XPR-B 16mm Outdoor LED Double Face 4hx8w (120x60 resolution) | 21933 | 17546.4
XPRB10SF0612 | XPR-B 10mm Outdoor LED Single Face 6hx12w (288x144 resolution) | 24082 | 19265.6
820TSN-2 | Yes - 1920 x 1080 - 2000:1 - 600cd/m2 - LAN - D-sub, DVI-D In/Out, VCR, HDMI, RS232C In/Out, BNC In/OutPC Audio In, Audio In(L/R), Audio Out (L/R), With Network Model : USB, LAN | 84614 | 67691.2
XPRB16DF0308 | XPR-B 16mm Outdoor LED Double Face 3hx8w (120x45 resolution) | 19438 | 15550.4
XPRB10SF0408 | XPR-B 10mm Outdoor LED Single Face 4hx8w (192x96 resolution) | 14192 | 11353.6
XPRB10SF0409 | XPR-B 10mm Outdoor LED Single Face 4hx9w (216x72 resolution) | 15912 | 12729.6
XPRB10SF0308 | XPR-B 10mm Outdoor LED Single Face 3hx8w (192x72 resolution) | 12472 | 9977.6
XPRB10SF0309 | XPR-B 10mm Outdoor LED Single Face 3hx9w (216x72 resolution) | 13848 | 11078.4
XPRB10DF0409 | XPR-B 10mm Outdoor LED Double Face 4hx9w (216x72 resolution) | 28642 | 22913.6
SMT-3221PV | 32 (31.55) AI Enabled IP public view monitor (AI PVM),1080p (1920 x 1080 60Hz), HDMI (x2), Ethernet, 16:9 Aspect Ratio, Built-in speaker (2W x2), Face Detection for Visual Deterrence, AI Analytics, Customizable Banner Overlay Messages, Built-In 2MP IP Camera, 3.06mm Fixed Lens (107.7 H, 59.0V), 120dB WDR, H.265/H.264/MJPEG, Slide Show & Live Video, Micro SD/SDHC/SDXC, VESA Compatible (100x100 / 200x100 / 200x200), Black Cabinet, Hallway View Mode, Portrait and Landscape Display Support, HPoE 802.3bt, DC 24V. Power adapter not included | 2350 | 1880
XPRB10DF0612 | XPR-B 10mm Outdoor LED Double Face 6hx12w (288x144 resolution) | 44896 | 35916.8
SMT-2721PV | 27 AI Enabled IP public view monitor (AI PVM),1080p (1920 x 1080 60Hz), HDMI (x2), Ethernet, 16:9 Aspect Ratio, Built-in speaker (2W x2), Face Detection for Visual Deterrence, AI Analytics, Customizable Banner Overlay Messages, Built-In 2MP IP Camera, 3.06mm Fixed Lens (107.7 H, 59.0V), 120dB WDR, H.265/H.264/MJPEG, Slide Show & Live Video, Micro SD/SDHC/SDXC, VESA Compatible (100x100 / 200x100 / 200x200), Black Cabinet, Hallway View Mode, Portrait and Landscape Display Support, HPoE 802.3bt, DC 24V. Power adapter not included | 1850 | 1480
XPRB10DF0309 | XPR-B 10mm Outdoor LED Double Face 3hx9w (216x72 resolution) | 24426 | 19540.8
SMT-1031PV | 10.1 AI Enabled IP Public View Monitor (AI PVM), Black Color ,1080p (1024x600 @60Hz), HDMI, Ethernet, 16:9 Aspect Ratio, Built-in Speaker (1W x 2), VESA mountable (75 x 75mm), AI Face & Object Detection Display for Visual Deterrent, OSD, Live Video, Slide Show and Logo Image Support, 2MP IP Built-In Camera, 3.06mm Fixed Lens(107.7 H and 59.0V), 120dB WDR, H.265/H.264/MJPEG, PoE+ 802.3at, DC 24V. Power adapter not included | 1000 | 800
XPRB10DF0408 | XPR-B 10mm Outdoor LED Double Face 4hx8w (192x96 resolution) | 25630 | 20504
SMT-1031PVW | 10.1 AI Enabled IP Public View Monitor (AI PVM), White Color ,1080p (1024x600 @60Hz), HDMI, Ethernet, 16:9 Aspect Ratio, Built-in Speaker (1W x 2), VESA mountable (75 x 75mm), AI Face & Object Detection Display for Visual Deterrent, OSD, Live Video, Slide Show and Logo Image Support, 2MP IP Built-In Camera, 3.06mm Fixed Lens(107.7 H and 59.0V), 120dB WDR, H.265/H.264/MJPEG, PoE+ 802.3at, DC 24V. Power adapter not included | 1000 | 800
XPRB08SF0612 | XPR-B 8mm Outdoor LED with Single Face 6hx12w (360x180 resolution) | 25029 | 20023.2
XPRB10DF0308 | XPR-B 10mm Outdoor LED Double Face 3hx8w (192x72 resolution) | 21846 | 17476.8
XPRB08SF0408 | XPR-B 8mm Outdoor LED Single Face 4hx8w (240x120 resolution) | 14621 | 11696.8
IAB-N 110 2K | The Wall All-in-one Iab-n 110 2k | 106721 | 85376.8
XPRB08SF0409 | XPR-B 8mm Outdoor LED Single Face 4hx9w (270x90 resolution) | 16429 | 13143.2
IAB-N 146 2K | The Wall All-in-one Iab-n 146 2k | 143939 | 115151.2
XPRB08SF0308 | XPR-B 8mm Outdoor LED Single Face 3hx8w (240x90 resolution) | 12901 | 10320.8
XPRB08SF0309 | XPR-B 8mm Outdoor LED Single Face 3hx9w (270x90 resolution) | 14192 | 11353.6
XPRB08DF0408 | XPR-B 8mm Outdoor LED with Double Face 4hx8w (240x120 resolution) | 26490 | 21192
XPRB08DF0409 | XPR-B 8mm Outdoor LED Double Face 4hx9w (270x90 resolution) | 29587 | 23669.6
F24T454FQN-QEB | 24INCH T45F BORDERLESS IPS PANEL ADJUSTABLE PROFESSIONAL MONITOR (F24T454FQN)- 16:9 - IPS PANEL - 75HZ - 1920X1080 - 250 NITS - 1000:1 - 5 MS (GTG) - 16.7 BILLION COLORS - 0.2745 0.2745 MM - 72PCT (NTSC 1976) - BLACK - 3 YEARS WARRANTY WITH QEB ASSET TAG | Call For Quote | Call For Quote
XPRB08DF0309 | XPR-B 8mm Outdoor LED Double Face 3hx9w (270x90 resolution) | 25114 | 20091.2
QN65Q80DAFXZA | Samsung Q80D Series - 65 inch 4K(3840 x 2160) 16:9 120 Hz 100% Color Volume with Quantum Dot NQ4 AI Gen2 Processor QLED Display - Tizen Smart TV- 2.2CH 40W Speaker, Eco Sensor - Titan Black- 400 x 300 mm | 1399.99 | 1119.99
QM32R-T | Samsung QM32R-T Digital Signage Display - 32 Inch LCD - ARM Cortex A72 1.70 GHz - 2.50 GB LPDDR4 - 1920 x 1080 - Edge LED - 400 cd/m - 1080p - HDMI - USB - Serial - Wireless LAN - Bluetooth - Ethernet - Tizen 4.0, VDLinux | 1942 | 1553.6
XPRB16SF0612 | XPR-B 16mm Outdoor LED Single Face 6hx12w (180x90 resolution) | 20557 | 16445.6
XPRB16SF0408 | XPR-B 16mm Outdoor LED Single Face 4hx8w (120x60 resolution) | 12557 | 10045.6
HG32CF800NFXZA | Samsung HCF8000 Series - LED Display - Flat - 1920 x 1080 - 32Inch - 100% Color Volume with Quantum Dot - Black - 100 x 100 mm - LYNK Cloud - Multi-Code Remote / Pillow Speaker Out | 439 | 351.2
XPRB16SF0409 | XPR-B 16mm Outdoor LED Single Face 4hx9w (135x45 resolution) | 14105 | 11284
XPRB16SF0308 | XPR-B 16mm Outdoor LED Single Face 3hx8w (120x45 resolution) | 11353 | 9082.4
XPRB16SF0309 | XPR-B 16mm Outdoor LED Single Face 3hx9w (135x45 resolution) | 12300 | 9840
QN55LS03BAFXZA | QN55LS03BAFXZA, Smart TV, Flat, QLED, 2160P, 55Inch, 3840 x 2160, 1 Billion Colors support, 120 Hz, Wide Viewing Angle, Wi-Fi,Bluetooth, | 1499.99 | 1199.99
QN43Q60CAFXZA | 43inch/QLED/3840x2160 | 529.99 | 423.99
S24A608NAN | 24INCH/QHD 2560X1440/75 HZ | 559.99 | 447.99
S34A654UBN-QEB | Samsung ViewFinity S34A654UBN 34 inch UW-QHD Curved Screen LED LCD Monitor - 21:9 - Black - 34 inch Class - Vertical Alignment (VA) - 3440 x 1440 - 1.07 Billion Colors - FreeSync - 350 Nit - 5 ms - 100 Hz Refresh Rate - HDMI - DisplayPort with QEB Asset T | Call For Quote | Call For Quote
UN50CU7000FXZA | UN50CU7000FXZA - LED TV - 4K Ultra HD - Flat - LED Backlight - LED Backlight - 50Inch - 2160P - 3840 x 2160 - 2160P - 50Inch - 3840 x 2160 - Motion Xcelerator - 1 Billion Colors - 60 Hz - Detection - Adaptive Sound Control - Speakers - Speakers - 1xUSB,3xHDMI,1xEthernet (LAN),Digital Audio Out - Bluetooth,Wi-Fi - ATSC,Clear QAM - TV Remote | 349.99 | 279.99
UN75CU8000FXZA | UN75CU8000FXZA - Smart TV - Crystal UHD - LED Backlight - Flat - Crystal UHD - No Touch Screen - LED Backlight - 75Inch - 2160P - 3840 x 2160 - 2160P - 75Inch - 3840 x 2160 - Xcelerator Motion - 1 Billion Colors - 60 Hz - Brightness Detection - No Touch Screen - Mega Contrast - Speakers - Speakers - 3x HDMI, 2x USB, 1x Ethernet (LAN), 1x Digital Audio Out (Optical) - Bluetooth,LAN,Wi-Fi - Black - 2.0 Channel Surround - TM2360E, Built-in Voice Assistant | 949.99 | 759.99
UN65CU7000FXZA | 65inch/LED/3840x2160/60Hz | 479.99 | 383.99
QH98C | 98-inch Commerical 4K UHD Display, 700 nit - Manufactured in Vietnam | 8900 | 7120
S27C432GAN | S27C432GAN - Flat - 27Inch - 1920 x 1080 - 27Inch - 250 nits - 4Ms - 100Hz - 1000:1 - 250 nits - 16:9 - 72% (CIE 1931) NTSC 1976 - Black - 100 x 100 mm - Experience gorgeous colours across the entire display with the IPS panel. Colours remain bright and clear across the screen, even when you change angles. Tones and shades are represented consistently and beautifully with less colour washing | 419.99 | 335.99
QM98C | Display Diagonal Size: 98 - 3840 x 2160 - 500 nit - 16:9 - Manufactured in Vietnam | 7550 | 6040
HG65BU800NFXZA | LED+TV(H),65inch | 1400 | 1120
HG75BU800NFXZA | Samsung HBU8000 HG50BU800NF 75 inch Smart LED-LCD TV - 4K UHDTV - Black - HDR10+, HLG - LED Backlight - Netflix, YouTube, YouTube Kids - 3840 x 2160 Resolution | 3746 | 2996.8
HG50BU800NFXZA | LED+TV(H),50inch | 708 | 566.4
HG55BU800NFXZA | LED+TV(H),55inch | 876 | 700.8
VM46B-U | LFD Video Wall 46-inch Ultra-Narrow Bezel Commercial LED LCD Display - Manufactured in Mexico | 1847 | 1477.6
VM55B-U | LFD Video Wall 55-inch Ultra-Narrow Bezel Commercial LED LCD Display - Manufactured in Mexico - Samsung VMB-U Series - LED Display - Flat - 55Inch - 1920 x 1080 - 0.63 x 0.63 - 1200:1 - 500 nit - 16:9 - 72% - Haze 25% - 600 x 400 mm | 2308 | 1846.4
HG43BU800NFXZA | LED+TV(H),43inch | 638 | 510.4
HG55AU800NFXZA | Samsung AU8000 HG55AU800NF 55 inch Smart LED-LCD TV - 4K UHDTV - Black - HDR10+, HLG - LED Backlight - YouTube Kids, YouTube, Netflix, Plex - 3840 x 2160 Resolution | 876 | 700.8
S22A338NHN | Samsung Essential S22A338NHN 22 inch Full HD LCD Monitor - 16:9 - Black - 22 inch Class - Vertical Alignment (VA) - 1920 x 1080 - 16.7 Million Colors - 250 Nit - 5 ms - 60 Hz Refresh Rate - DVI - HDMI - VGA | 229.99 | 183.99
HG50AU800NFXZA | Samsung AU8000 HG50AU800NF 50 inch Smart LED-LCD TV - 4K UHDTV - Black - HDR10+, HLG - LED Backlight - YouTube Kids, YouTube, Netflix, Plex - 3840 x 2160 Resolution | 708 | 566.4
S24A338NHN | Samsung Essential S24A338NHN 24 inch Full HD LCD Monitor - 16:9 - Black - 24 inch Class - Vertical Alignment (VA) - 1920 x 1080 - 16.7 Million Colors - 250 Nit - 5 ms - 60 Hz Refresh Rate - HDMI - VGA | 269.99 | 215.99
HG43AU800NFXZA | Samsung AU8000 HG43AU800NF 43 inch Smart LED-LCD TV - 4K UHDTV - Black - HLG, HDR10+ - LED Backlight - YouTube Kids, YouTube, Netflix, Plex - 3840 x 2160 Resolution | 638 | 510.4
HG32NJ690WFXZA | Samsung HQ50A/NJ690W HG32NJ690WF 32 inch Smart LED-LCD TV - HDTV - Black - HLG - Quantum Dot LED Backlight - 1920 x 1080 Resolution | 439 | 351.2
HG75AU800NFXZA | Samsung AU8000 HG75AU800NF 75 inch Smart LED-LCD TV - 4K UHDTV - Black - HDR10+, HLG - LED Backlight - YouTube Kids, YouTube, Netflix, Plex - 3840 x 2160 Resolution | 3746 | 2996.8
HG65AU800NFXZA | Samsung AU8000 HG65AU800NF 65 inch Smart LED-LCD TV - 4K UHDTV - Black - HDR10+, HLG - LED Backlight - YouTube Kids, YouTube, Netflix, Plex, Vevo - 3840 x 2160 Resolution | 1400 | 1120
UN98DU9000FXZA | 98IN Class Crystal UHD DU9000 - Smart TV - LED Backlight - Flat - 97.5Inch - 2160P - 3840 x 2160 - 120 Hz - Dolby Audio - Speakers - 2 x USB-A; HDMI; Ethernet; HDMI - Bluetooth,LAN,Wi-Fi - ATSC,Clear QAM - TM2360E - 2.0 Channel Surround - Tizen Smart TV | 3999.99 | 3199.99
IC925H | 2K Cinema Indoor Direct View LED Cabinet Standard (P2.5) | 8888 | 7110.4
F24T450FZN | 24in, 16:9, IPS panel, 75Hz, 1920x1080, fully adjustable stand, HDMIx2/DP/USB Hub,Speaker, 3 yr wrty | 339.99 | 271.99
QN75LS03DAFXZA | The Frame QLED 4K LS03D - Smart TV - QLED - Flat - 75 - QLED - 3840 x 2160 - 2160P - Motion Xcelerator - 120 Hz - 100% Color Volume with Quantum Dot - Wide Viewing Angle - Dolby Audio - Speakers - Bluetooth,Wi-Fi - HDMI,USB-A,Ethernet (LAN) - ATSC,Clear QAM - Black - 2.0 Channel Surround - TM2361E | 2999.99 | 2399.99
UN60DU7200FXZA | Samsung DU7200 Series - 60 inch 4K(3840 x 2160) 16:9 60 Hz PurColor Crystal Processo LED Display - Tizen Smart TV- 2CH 20W Speaker, Eco Sensor - Titan Gray - 400 x 300 mm | 449.99 | 359.99
UN32N5300AFXZA | UN32N5300AFXZA - Smart TV - LED Backlight - Flat - No Touch Screen - LED Backlight - 32Inch - 1080P - 1920 x 1080 - 1080P - 32Inch - 1920 x 1080 - No Touch Screen - Dolby Audio - Speakers - Speakers - HDMI;USB;LAN - LAN,Wi-Fi - ATSC,Clear QAM - Glossy Black - Standard Remote | 229.99 | 183.99
F27T450FQN | 27inch/1920x1080/250cd/m2/5(GTG) | 379.99 | 303.99
SH37C | SH37C - LCD Display - Flat - 37Inch - 1920 x 540 - 37Inch - 700 nit - 8Ms - 63 Hz - 0.47 x 0.47 - 4000:1 - 0.47 x 0.47 - 700 nit - 32:9 - NTSC 72% - Non-glare - Black - 400 x 200 mm | 2045 | 1636
S27A600UUN | 27inch IPS panel, QHD 2560x1440, HDR10, 75hz, fully adj. stand, USB-C/ Daisy Chain/DP/HDMI/USB Hub, 3 yr wrty | 759.99 | 607.99
F24T374FWN | 24INCH,1920X1080,16:9 | 309.99 | 247.99
S27C368EAN | 27 inch VA panel, FHD 1920 x 1080, 75hz, Tilt only, VGA, HDMI, Headphone, 3 year warranty | 339.99 | 271.99
S34C504GAN | Samsung S50GC Series - LCD Monitor - Flat - 3440 x 1440 - 34Inch - 34Inch - 5Ms - 300 cd/m2 - 100Hz - 3000:01:00 - 300 cd/m2 - 21:9 - NTSC 72% (CIE1931) - Black - 100 x 100 mm - 3 years warranty | 659.99 | 527.99
S24C368EAN | 24 inch VA panel, FHD 1920 x 1080, 75hz, Tilt only, VGA, HDMI, Headphone, 3 year warranty | 299.99 | 239.99
S27A600NAN | 27 inch IPS panel, QHD 2560 x 1440, 75 hz, HDR10, DP/HDMI/USB Hub, Headphone, fully adjustable stand, 3 year warranty | 659.99 | 527.99
S24A608NAN | 24 inch IPS panel, QHD 2560 x 1440, 75 hz, HDR10, DP/HDMI/USB Hub, Headphone, fully adjustable stand, 3 year warranty | 559.99 | 447.99
WA65F | WA65F - LCD Monitor - 3840 x 2160 - Display Diagonal Size: 64.5Inch - Display / Response Time: 8Ms - 400cd/m2 - 16:9 - 600 x 400 mm - All-in-One Digital Android Based Interactive Display | 2150 | 1720
QP105DX-5K | 105-inch 5K Display, 500 NIT - 24/7 - Manufactured in Vietnam | 17500 | 14000
BE98D-H | 98-inch BED Series Display, 400 nit, 16/7 | 3800 | 3040
QN65LS03BAFXZA | Samsung The Frame QN65LS03BAF 64.5 inch Smart LED-LCD TV - 4K UHDTV - Charcoal Black, Black - Q HDR, HLG, HDR10+ - Quantum Dot LED Backlight - Bixby, Alexa, Google Assistant Supported - YouTube, Amazon Prime, Netflix, NOW TV, Disney+, Apple TV, DAZN, CNN | 1999.99 | 1599.99
HG50NT678UFXZA | NT678U, LED TV - 4K Ultra HD, Flat, Direct-Lit LED, LED Backlight, 2160P, 50Inch, 3840 x 2160, 178/178, Mega Contrast, LAN, 2-Year Parts And 2-Year Labor Warranty | 655 | 524
S25BG402EN | 25" Odyssey G40B FHD IPS 240Hz 1ms(GtG) G-Sync Compatible Gaming Monitor | 559.99 | 447.99
S27DG602SN | 27" Odyssey OLED G6 (G60SD) QHD 360Hz 0.03ms FreeSync Premium Pro Gaming Monitor with Sleek Metal Design | 1799.99 | 1439.99
WA86F | WA86F - LCD Monitor - Display Diagonal Size: 85.6 - 3840 x 2160 - Display / Response Time: 8 - 400cd/m2 - 16:9 - 800 x 600 mm - All-in-One Digital Android Based Interactive Display | 3750 | 3000
WA75F | WA75F - LCD Monitor - Display Diagonal Size: 74.5 - 3840 x 2160 - 400cd/m2 - Display / Response Time: 8 - 16:9 - 800 x 400 mm - All-in-One Digital Android Based Interactive Display | 2590 | 2072
QM32C | Samsung QMC Series - LCD Display - Flat - 32Inch - 1920 x 1080 - 32Inch - 400nit - 8Ms - 0.36375Mm - 4000:1 - 0.36375Mm - 16:9 - NTSC 72% - Haze 2% - 100 x 100 mm - MANUFACTURED IN VIETNAM | 840 | 672
QB85C | Samsung QBC Series - Flat - 3840 x 2160 - 85Inch - 350 nit - 0.487 x 0.487 - 4000:1 - 16:9 - NTSC 72% - Haze 2% - 600 x 400 mm - UHD Signage with Built-in MagicInfo S10, SSSP 10.0 | Call For Quote | Call For Quote
LCR-B | 85 Inch Samsung Interactive Pro + Logitech Rally Bar Large Conference Rooms | Call For Quote | Call For Quote
MCR-B | 75 Inch Samsung Interactive Pro + Logitech Rally Bar For Medium Conference Rooms | Call For Quote | Call For Quote
SCR-B | 65 inch Samsung Interactive Pro + Logitech Rally Bar mini for Small conference rooms | Call For Quote | Call For Quote
HR-B | 55 Inch Samsung Interactive Pro + Logitech Meetup/ Roommate For Huddle Rooms | Call For Quote | Call For Quote
HOTG-B | 55 inch Samsung Interactive Pro and cart + Logitech Rally Bar mini for huddle meetings on the go | Call For Quote | Call For Quote
IAB 110 2K | IAB 110 2K;LED Display;Flat;1920 x 1080;110Inch;60 Hz;1.26Mm;24000 : 1;1600 nit / 500 nit;16:9; | 106721 | 85376.8
S22D304GAN | 22 inch S30GD FHD 100 Hz Professional Monitor IPS HDMI VGA 3 Year Warranty Vietnam | 219.99 | 175.99
CY-IE012CS785 | CY-IE012CS785 - LED Display - 785Inch - 1.2Mm | 1046400 | 837120
S24D304GAN | 24inch S30GD FHD 100 Hz Professional Monitor IPS HDMI VGA 3 Year Warranty Vietnam | 259.99 | 207.99
IAB 146 4K | LED Display;Flat;3840 x 2160;146Inch;60 Hz;0.84Mm;24000 : 1;1600 nit / 500 nit ;16:9; | 280256 | 224204.8
CY-IE012CS393 | CY-IE012CS393 - LED Display - 393Inch - 393Inch - 1.2Mm - 1.2Mm | 257100 | 205680
IAB 146 2K | The Wall All-in-One IAB 146 2K | 143940 | 115152
CY-IE012CS434 | CY-IE012CS434 - LED Display - 434Inch - 1.2Mm | 525000 | 420000
S27C394EAN | S27C394EAN - Curved - 1920 x 1080 - 27Inch - 27Inch - 4Ms - 250 nits - 75 Hz - 3000:1 - 250 nits - 16:9 - DCI-P3 88% - Black - 75 x 75 mm - In comparison to conventional monitors that have less curve, 1000R fits the human field of view for less eye strain. A clinical study at Seoul National University showed that the closer the curve is to 1000R, the more eye fatigue will be limited. | 459.99 | 367.99
S27D304GAN | 27 inch S30GD FHD 100 Hz Professional Monitor IPS HDMI VGA 3 Year Warranty Vietnam | 299.99 | 239.99
S32C394EAN | 32 inch VA panel, FHD 1920x1080, 75hz, Tilt only, DP/HDMI, Headphone, Speaker, 3 year warranty | 559.99 | 447.99
S27D402GAN | 27inch S40GD FHD 100 Hz Professional Monitor IPS HAS DP HDMI USB Hub 3 Year Warranty Mexico | 359.99 | 287.99
S24D402GAN | 24 inch S40GD FHD 100 Hz Professional Monitor IPS HAS DP HDMI USB Hub 3 Year Warranty Mexico | 319.99 | 255.99
S24D408GAN | 24inch S40GD FHD 100 Hz Slim Professional Monitor IPS HAS DP HDMI USB Speaker Hub 3 Year Warranty Mexico | 339.99 | 271.99
CY-IE009CS81 | Entry LED IEC - 81' with .9mm 2k, 3x3 | 39300 | 31440
QN43LS03DAFXZA | Samsung LS03D series - 43 inch 4K(3840 x 2160) 16:9 60 Hz 100% Color Volume with Quantum Processor 4K QLED Display - Tizen Smart TV- 2CH 20W Speaker, Eco Sensor - Black- 200 x 200 mm; - ATSC,Clear QAM - Black - TM2361E - 2.0 Channel Surround,Dolby Atmosx1; - Bluetooth,LAN,Wi-Fi - ATSC,Clear QAM - Black - 2.0 Channel Surround,Dolby Atmos - TM2361E | 999.99 | 799.99
CY-IE012CS108 | Entry LED IEC - 108' with 1.2mm 2k, 4x4 | 33900 | 27120
CY-IE009CS325 | Entry LED IEC - 325' with .9mm 8k, 12x12 | 600000 | 480000
CY-IE009CS589 | Entry LED IEC - 589' with .9mm 8k, 24x12 | 1196400 | 957120
CY-IE012CS217 | CY-IE012CS217 - LED Display - 217Inch - 217Inch - 1.2Mm - 1.2Mm | 128600 | 102880
CY-IE012CS281 | CY-IE012CS281 - LED Display - 281Inch - 281Inch - 1.2Mm - 1.2Mm | 180400 | 144320
CY-IE012CS178 | Entry LED IEC - 178' with 1.2mm Ultrawide, 7x5 | 73200 | 58560
CY-IE012CS196 | Entry LED IEC - 196' with 1.2mm 2k, 8x4 | 66100 | 52880
CY-IE009CS103 | Entry LED IEC - 103' with .9mm 2k, 4x3 | 53600 | 42880
CY-IE009CS205 | Entry LED IEC - 205' with .9mm 4k, 8x6 | 200000 | 160000
CY-IE009CS294 | Entry LED IEC - 294' with .9mm 4k, 12x6 | 294600 | 235680
CY-IE009CS147 | Entry LED IEC - 147' with .9mm 2k, 6x3 | 76800 | 61440
CY-IE009CS163 | Entry LED IEC - 163' with .9mm 4k, 6x6 | 148200 | 118560
HG85BU800NF | 85INCH/3840X2160/2 USB, 1 ETHERNET (LAN), 1 DIGITAL AUDIO OUT(OPTICAL), WIFI5 | 5442 | 4353.6
SUB-IF040R-F | P4.0 Direct View LED Cabinet (L-type) | 755 | 604
IF040R | P4.0 Direct View LED Cabinet | 1882 | 1505.6
IF040R-F | P4.0 Direct View LED Cabinet (L-type) | 755 | 604
SUB-IF025R-F | P2.5 Direct View LED Cabinet (L-type) | 861 | 688.8
SUB-IF040R | P4.0 Direct View LED Cabinet | 1882 | 1505.6
IF020R-F | P2.0 Direct View LED Cabinet (L-type) | 1446 | 1156.8
SUB-IF025R | P2.5 Direct View LED Cabinet | 2577 | 2061.6
QB65C | SAMSUNG QB65C Series 65-INCH LCD Commercial Monitir 4K UHD 3840 x 2160 DISPLAY, 350 nits Brightness 4000:1 Static Contrast Ratio - MANUFACTURED IN MEXICO | Call For Quote | Call For Quote
BE43D-H | Samsung BED-H Series - 43 inch 4K(3840 x 2160) 16:9 300nit 8ms Commercial TV Crystal UHD Display ,16/7- Tizen Smart TV- 2.0CH 20W Speaker, Eco Sensor - Black | 790 | 632
IF020R | P2.0 Direct View LED Cabinet | 4329 | 3463.2
BE50D-H | Samsung BED-H Series - 50 inch 4K(3840 x 2160) 16:9 300nit 8ms Commercial TV Crystal UHD Display ,16/7- Tizen Smart TV- 2.0CH 20W Speaker, Eco Sensor - Black | 880 | 704
SUB-IF020R-F | P2.0 Direct View LED Cabinet (L-type) | 1446 | 1156.8
BE55D-H | Samsung BED-H Series - 55 inch 4K(3840 x 2160) 16:9 300nit 8ms Commercial TV Crystal UHD Display ,16/7- Tizen Smart TV- 2.0CH 20W Speaker, Eco Sensor - Black | 990 | 792
SUB-IF015R-F | P1.5 Direct View LED Cabinet (L-type) | 2196 | 1756.8
SUB-IF020R | P2.0 Direct View LED Cabinet | 4329 | 3463.2
IAB-N 146 4K | The Wall All-in-One IAB-N 146 4K | 280257 | 224205.6
SUB-IF015R | P1.5 Direct View LED Cabinet | 6630 | 5304
QE65T | Samsung QET Series 65 InchQE65T - Direct-Lit 4K Crystal UHD LED Display for Business - 65 Inch LCD - 3840 x 2160 - Direct LED - 300 Nit - 2160p - USB - Wireless LAN - Ethernet | 1300 | 1040
460UTN-2 | LCD Monitor - TFT Active Matrix - 46 Inch - 1366 x 768 - 700 cd/m2 - 3000:1 - 8 Ms - 0.7455 Mm - Black | 6229 | 4983.2
QE55T | Samsung QET Series 55 Inch QE55T - Direct-Lit 4K Crystal UHD LED Display for Business - 54.6 Inch LCD Cortex A72 1.70 GHz - 2 GB - 3840 x 2160 - Direct LED - 300 Nit - 2160p - HDMI - USB - Serial - Wireless LAN - Ethernet | 1100 | 880
QE75T | Samsung QE75T Digital Signage Display - 75 Inch LCD - ARM Cortex A72 1.70 GHz - 2 GB LPDDR4 - 3840 x 2160 - Direct LED - 300 Nit - 2160p - HDMI - USB - SerialEthernet - Tizen 4.0, VDLinux | 2550 | 2040
S22D402GAN | 22 inch S40GD FHD 100 Hz Professional Monitor IPS HAS DP HDMI USB Hub 3 Year Warranty Mexico | 299.99 | 239.99
S27D408GAN | 27 inch S40GD FHD 100 Hz Slim Professional Monitor IPS HAS DP HDMI USB Speaker Hub 3 Year Warranty Mexico | 379.99 | 303.99
QE50T | Samsung QET Series 50 Inch QE50T - Direct-Lit 4K Crystal UHD LED Display for Business - 50 Inch LCD Cortex A72 1.70 GHz - 2 GB - 3840 x 2160 - Direct LED - 300 Nit - 2160p - HDMI - USB - Serial - Wireless LAN - Ethernet | 830 | 664
QE43T | Samsung QE43T Digital Signage Display - 43 Inch LCD - ARM Cortex A72 1.70 GHz - 2 GB LPDDR4 - 3840 x 2160 - Direct LED - 300 Nit - 2160p - HDMI - USB - SerialEthernet - Tizen 4.0 | 630 | 504
F-IE040RM130 | IER - 130 with 4.0mm 3x3 | 24345 | 19476
LH100XHBTLS | XHB-SP10L-Type4x3 | 6924.12 | 5539.3
F-IE040RM173 | IER - 173 with 4.0mm 4x4 | 38368 | 30694.4
LH100XHBTRS | XHB-SP10L-Type4x2 | 3174.09 | 2539.27
F-IE040RM217 | IER - 217 with 4.0mm 5x5 | 58349 | 46679.2
LH100XHBTSS | XHB-SP10Flat1x2 | 1391.95 | 1113.56
F-IE040RM260 | IER - 260 with 4.0mm 6x6 | 82074 | 65659.2
LH160XHBCAE | XHB-EP16Flat2x3 | 2066.18 | 1652.94
F-IE040RM304 | IER - 304 with 4.0mm 7x7 | 110433 | 88346.4
LH100XHBCSE | XHB-EP10Flat1x2 | 1194.86 | 955.89
LH025IEACLS/ZA | New IEA Fine Pitch Indoor Direct View LED Cabinet (P2.5) | 2059 | 1647.2
F-IE040RM347 | IER - 347 with 4.0mm FHD 8x8 | 144680 | 115744
LH100XHBTAS | XHB-SP10Flat2x3 | 2874.18 | 2299.34
LH100XHBTBS | XHB-SP10Flat2x2 | 2300.04 | 1840.03
LH100XHBTIS | XHB-SP10Flat1x3 | 1860.19 | 1488.15
LH100XHBCBE | XHB-EP10Flat2x2 | 2009.1 | 1607.28
LH100XHBCIE | XHB-EP10Flat1x3 | 1611.25 | 1289
IW016A | The Wall - Indoor Premium LED (P1.6) | 6829 | 5463.2
LH100XHBCLE | XHB-EP10L-Type4x3 | 6187.55 | 4950.04
LH100XHBCRE | XHB-EP10L-Type4x2 | 4157.49 | 3325.99
LH080XHBTLS | XHB-SP8L-Type4x3 | 7540.71 | 6032.57
IW012A-R | The Wall - Indoor Premium LED (P1.2) - Remote Power Option | 10533 | 8426.4
LH080XHBTRS | XHB-SP8L-Type4x2 | 4963.63 | 3970.9
LH080XHBTSS | XHB-SP8Flat1x2 | 1498.76 | 1199.01
LH100XHBCAE | XHB-EP10Flat2x3 | 2493.81 | 1995.05
S24AG320NN | 24IN ODYSSEY, 16:9, VA PANEL, 165HZ, 1920X1080,FULLY ADJUSTABLE STAND, HDMI/DP, FREESYNC, 1 YR WRTY | 399.99 | 319.99
S27CG552EN | 27IN ODYSSEY, 16:9, VA PANEL, CURVED, 165HZ,2560X1440, TILT ONLY STAND, HDMI/DP, FREESYNC, 1 YRWRTY | 599.99 | 479.99
S32CG552EN | 32IN ODYSSEY, 16:9, VA PANEL, CURVED, 165HZ,2560X1440, TILT ONLY STAND, HDMI/DP, FREESYNC, 1 YRWRTY | 699.99 | 559.99
S49CG954EN | 49IN ODYSSEY, 32:9, VA PANEL, CURVED, 240HZ,5120X1440, FULLY ADJUSTABLE STAND, HDMI/DP/USBHUB, G-SYNC, FREESYNC, 1 YR WRTY | 2599.99 | 2079.99
LH160XHBTLS | XHB-SP16L-Type4x3 | 5839.37 | 4671.5
LH160XHBTRS | XHB-SP16L-Type4x2 | 3852.37 | 3081.9
LH160XHBTSS | XHB-SP16Flat1x2 | 1148.3 | 918.64
LH160XHBCSE | XHB-EP16Flat1x2 | 999.38 | 799.5
LH160XHBTAS | XHB-SP16Flat2x3 | 2355.55 | 1884.44
LH160XHBTBS | XHB-SP16Flat2x2 | 1956.76 | 1565.41
LH160XHBTIS | XHB-SP16Flat1x3 | 1520.69 | 1216.55
LH160XHBCB | XHB-EP16Flat2x2 | 1710.11 | 1368.09
LH160XHBCIE | XHB-EP16Flat1x3 | 1332.17 | 1065.74
LH160XHBCLE | XHB-EP16L-Type4x3 | 5158.45 | 4126.76
LH160XHBCRE | XHB-EP16L-Type4x2 | 3413.65 | 2730.92
LH060XHBCBE | XHB-EP6Flat2x2 | 2411.01 | 1928.81
LH060XHBCIE | XHB-EP6Flat1x3 | 1941.7 | 1553.36
UN75DU8000FXZA | Samsung DU8000 Series - 75 inch 4K(3840 x 2160) 16:9 60 Hz Dynamic Crystal Color Crystal Processo LED Display - Tizen Smart TV- 2CH 20W Speaker, Eco Sensor - Black - 400 x 400 mm | 899.99 | 719.99
LH060XHBCLE | XHB-EP6L-Type4x3 | 7000.8 | 5600.64
WA86D | 86" Interactive Display WAD Android OS - Flat - 86Inch - 3840 x 2160 - 8Ms - 400 nits - 0.4296 x 0.4296 - 1200:1 - 16:9 - 72% - Non-glare - Space Gray - 800 x 600 mm - WiFi, Bluetooth, LAN | 5650 | 4520
LH060XHBCRE | XHB-EP6L-Type4x2 | 4865.09 | 3892.07
WA65D | 65 inch all-in-one digital android based interactive display - WA65D - LCD Display - Flat - 3840 x 2160 - 400 nits - 8Ms - 1200:1 - 16:9 - 72% - Haze 25% - Space Gray - 600 x 400 mm | 3350 | 2680
WA75D | 75" Interactive Display WAD Android OS - Flat - 75Inch - 3840 x 2160 - 8Ms - 400 nits - 0.4296 x 0.4296 - 1200:1 - 16:9 - 72% - Non-glare - Space Gray - 800 x 400 mm - WiFi, Bluetooth, LAN | 3950 | 3160
F24T454GYN | Samsung F24T454G 24 inch WUXGA LCD Monitor - 16:10 - 24.00 inch (609.60 mm) Class - In-plane Switching (IPS) Technology - 1920 x 1200 - 250 cd/m - DVI - HDMI - DisplayPort- 3 Years Warranty | 419.99 | 335.99
LH060XHBCAE | XHB-EP6Flat2x3 | 2995.55 | 2396.44
QN55Q60DAFXZA | Samsung Q60D Series - 55 inch 4K(3840 x 2160) 16:9 60 Hz 100% Color Volume with Quantum Dot Quantum Processor Lite 4K QLED Display - Tizen Smart TV- 2CH 20W Speaker, Eco Sensor - Black- 200 x 200 mm | 799.99 | 639.99
QN65Q60DAFXZA | Samsung Q60D Series - 65 inch 4K(3840 x 2160) 16:9 60 Hz 100% Color Volume with Quantum Dot Quantum Processor Lite 4K QLED Display - Tizen Smart TV- 2CH 20W Speaker, Eco Sensor - Black- 400 x 300 mm | 899.99 | 719.99
LH080XHBCSE | XHB-EP8Flat1x2 | 1287.08 | 1029.66
LH080XHBTAS | XHB-SP8Flat2x3 | 3110.82 | 2488.66
QN43Q60DAFXZA | Samsung Q60D Series - 43 inch 4K(3840 x 2160) 16:9 60 Hz 100% Color Volume with Quantum Dot Quantum Processor Lite 4K QLED Display - Tizen Smart TV- 2CH 20W Speaker, Eco Sensor - Black- 200 x 200 mm | 549.99 | 439.99
LH080XHBTBS | XHB-SP8Flat2x2 | 2479.78 | 1983.82
LH080XHBTIS | XHB-SP8Flat1x3 | 2013.15 | 1610.52
F-IW008JP146 | IWJ - 146 with 0.8mm UHD 4x4 | 371293 | 297034.4
LH080XHBCBE | XHB-EP8Flat2x2 | 2172.18 | 1737.74
S24C432GAN | S24C432GAN - Flat - 24Inch - 1920 x 1200 - 24Inch - 250 nits - 4Ms - 100Hz - 1000:1 - 250 nits - 16:9 - NTSC 72% 1976 (CIE1931) - Black - 100 x 100 mm - D-Sub, Display Port, HDMI, USB - Experience gorgeous colors across the entire display with the IPS panel. | 359.99 | 287.99
F-IW012AP110 | IWA - 110 with 1.2mm FHD 3x3 - ships on 2 pallets 1 Pallet / 48 x 40 x 45 / 365 lbs. & 1 Pallet / 75 x 45 x 30 / 220 lbs. | 120100 | 96080
LH080XHBCIE | XHB-EP8Flat1x3 | 1746.34 | 1397.07
S27C432GAN | S27C432GAN - Flat - 27Inch - 1920 x 1080 - 27Inch - 250 nits - 4Ms - 100Hz - 1000:1 - 250 nits - 16:9 - 72% (CIE 1931) NTSC 1976 - Black - 100 x 100 mm - Experience gorgeous colours across the entire display with the IPS panel. Colours remain bright and clear across the screen, even when you change angles. Tones and shades are represented consistently and beautifully with less colour washing | 419.99 | 335.99
F-IW016AP146 | IWA - 146 with 1.6mm FHD 4x4 | 164899 | 131919.2
LH080XHBCLE | XHB-EP8L-Type4x3 | 6557.83 | 5246.26
F-IW008RP146 | IWR - 146 with 0.8mm UHD 4x4 | 410615 | 328492
LH080XHBCRE | XHB-EP8L-Type4x2 | 4351.55 | 3481.24
F-IW012AP219 | IWA - 219 with 1.2mm UHD 6x6 | 428252 | 342601.6
LH060XHBTLS | XHB-SP6L-Type4x3 | 8485.03 | 6788.02
F-IW016AP291 | IWA - 291 with 1.6mm UHD 8x8 | 595537 | 476429.6
LH060XHBTRS | XHB-SP6L-Type4x2 | 5568.88 | 4455.1
F-IF012JP110 | IFJ - 110 with 1.2mm FHD 3x3 | 107708 | 86166.4
LH060XHBTSS | XHB-SP6Flat1x2 | 1688.28 | 1350.62
F-IF012JS110 | IFJ-E - 110 WITH 1.2MM FHD 3X3 | 101288 | 81030.4
LH080XHBCAE | XHB-EP8Flat2x3 | 2693.79 | 2155.03
F-IE015RM130 | IER - 130 with 1.5mm FHD 3x3 | 88085 | 70468
LH060XHBCSE | XHB-EP6Flat1x2 | 1423.77 | 1139.02
QN85Q60DAFXZA | Samsung Q60D Series - Smart TV - QLED - Flat - 85Inch - 2160P - 3840 x 2160 - Motion Xcelerator - 60 Hz - 100% Color Volume with Quantum Dot - Adaptive Sound Control - Speakers - 3 x HDMI, 2 x USB-A, 1 x Ethernet (LAN), 1 x Digital Audio Out (Optical), 1/1(Common Use for Terrestrial)/0 - Bluetooth,LAN,Wi-Fi - ATSC,Clear QAM - Black - 2.0 Channel Surround - TM2360E | 1699.99 | 1359.99
F-IE020RM174 | IER - 174 with 2.0mm FHD 4x4 | 93788 | 75030.4
LH060XHBTAS | XHB-SP6Flat2x3 | 3519.61 | 2815.69
F-IF015RM130 | IFR - 130 with 1.5mm FHD 3x3 | 101705 | 81364
LH060XHBTBS | XHB-SP6Flat2x2 | 2806.67 | 2245.34
F-IF020RM174 | IFR - 174 with 2.0mm FHD 4x4 | 105382 | 84305.6
LH060XHBTIS | XHB-SP6Flat1x3 | 2283.83 | 1827.06
QN50LS03DAFXZA | Samsung LS03D series - 50 inch 4K(3840 x 2160) 16:9 60 Hz 100% Color Volume with Quantum Processor 4K QLED Display - Tizen Smart TV- 2CH 20W Speaker, Eco Sensor - Black- 200 x 200 mm - ATSC,Clear QAM - TM2361E - 2.0 Channel Surround,Dolby Atmos | 1299.99 | 1039.99
F22T454FQN | Samsung F22T454FQN 22 inch Full HD LCD Monitor - 16:9 - Black - 22 inch Class - In-plane Switching (IPS) Technology - 1920 x 1080 - 16.7 Million Colors - FreeSync - 250 Nit, Minimum - 5 ms - 75 Hz Refresh Rate - HDMI - DisplayPort - USB Hub | 299.99 | 239.99
QB43C | Samsung QBC Series - Flat - 43Inch - 3840 x 2160 - 350 nit - 0.245 x 0.245 - 4000:1 - 16:9 - NTSC 72% - Haze 2% - 200 x 200 mm - UHD Signage with Built-in MagicInfo S10, SSSP 10.0 | Call For Quote | Call For Quote
OH55A-S2 | OH55A-S2 - LED Display - Flat - 1920 x 1080 - 55Inch - 55Inch - 3,500 nits - 8Ms - 3,500 nits - 16:9 | 6154 | 4923.2
F24T454FQN | 24inch T45F Borderless IPS Panel Adjustable Professional Monitor (F24T454FQN)- 16:9 - IPS Panel - 75Hz - 1920X1080 - 250 nits - 1000:1 - 5 ms (GTG) - 16.7 Billion Colors - 0.2745 0.2745 mm - 72% (NTSC 1976) - Black - 3 years warranty | 319.99 | 255.99
QB55C | Samsung QBC Series - Flat - 55Inch - 3840 x 2160 - 350 nit - 0.315 x 0.315 - 4000:1 -16:9 - NTSC 72% - Haze 2% - 200 x 200 mm - UHD Signage with Built-in MagicInfo S10, SSSP 10.0 | Call For Quote | Call For Quote
VM026R-I-ZA | VMR-I - 1000nit - 3840 Hz - 4000:1 - 2.6 x 2.6 mm | 2249.66 | 1799.73
QB50C | Samsung QBC Series - LED Backlight - Flat - 50Inch - 3840 x 2160 - 350 nit - 8Ms - 0.285Mm - 4000:1 - 350 nit - 16:9 - NTSC 72% - Haze 3% - 200 x 200 mm - MANUFACTURED IN MEXICO | Call For Quote | Call For Quote
BE85C-H | Samsung BEC-H Series - LED TV - 4K Ultra HD - Flat - 85Inch - 2160P - 3840 x 2160 - 2160P - 85Inch - 250 Nit - Speakers - HDMI x 3 - Bluetooth - Fine-tuned colour for vibrant, lifelike picture - Enhanced sense of depth and colour | 2076 | 1660.8
BE43C-H | 43-INCH BEC SERIES COMMERCIAL TV CRYSTAL UHD DISPLAY, 250NIT, 16/7 | 789 | 631.2
WA86C | Interactive display WA86C - Flat - 3840 x 2160 - 86Inch - 8Ms - 400 nits - 0.4935Mm - 1200:1 - 16:9 - 72% - Non-glare - Charcoal Black - 800 x 600 mm - WiFi, Bluetooth, LAN | Call For Quote | Call For Quote
QB75C | Samsung QBC Series - Flat - 75Inch - 3840 x 2160 - 350 nit - 0.429Mm - 16:9 - NTSC 72% - Haze 2% - 400 x 400 mm - UHD Signage with Built-in MagicInfo S10, SSSP 10.0 | Call For Quote | Call For Quote
QN75LST9TAFXZA | Samsung 75 inch LST9T The Terrace Full Sun QLED 4K Smart TV QN75LST9TAFXZA 2021 HLG, HDR10+ - Direct Full Array 16x Backlight - Bixby, Google Assistant, Alexa Supported - Netflix, Amazon Prime, YouTube, Disney+, VUDU, Google Play Movies & TV, Airplay 2, A | 9999.99 | 7999.99
BE75C-H | 75-INCH BEC SERIES COMMERCIAL TV CRYSTAL UHD DISPLAY, 250 NIT, 16/7 | 1529 | 1223.2
BE55C-H | NEW SAMSUNG 55-INCH BEC SERIES COMMERCIAL TV CRYSTAL UHD DISPLAY - 250NIT - 50Hz E-LED BLU - 8ms - 4700:1 - 16/7 3 YEAR WARRANTY | 986 | 788.8
SMT-4343 | 43in LED Monitor, 2160p (4K), DVI, HDMI, VGA, CVBS, 16:9 aspect ratio, Built-in Speaker (2W X 2), VESA DPM Compatible (100x100mm/400x200mm) | 2060 | 1648
SMT-4343S | 43in LED Monitor, 2160p (4K), DVI, HDMI, VGA, CVBS, 16:9 aspect ratio, Built-in Speaker (2W X 2), VESA DPM Compatible (100x100mm/400x200mm) + Single monitor desktop stand, compatible with SMT-4343 monitor, black color, 100x100 VESA mountable | 2160 | 1728
UN75DU7200FXZA | Samsung DU7200 Series - 75 inch 4K(3840 x 2160) 16:9 60 Hz PurColor Crystal Processo LED Display - Tizen Smart TV- 2CH 20W Speaker, Eco Sensor - Titan Gray - 400 x 400 mm | 649.99 | 519.99
QN65LST9TAFXZA | Samsung The Terrace LST9T QN65LST9TAF 64.5 inch Smart LED-LCD TV - 4K UHDTV - Titan Black - HLG, HDR10+ - Direct Full Array 16x Backlight - Bixby, Google Assistant, Alexa Supported - Netflix, Amazon Prime, YouTube, Disney+, VUDU, Google Play Movies & TV, | 7499.99 | 5999.99